## FileInfo
Perspectives on Indian Energy based on Rumi (PIER)
Prayas (Energy Group)
2021
Release date: | 2021-10-01
Contact: | energy.model@prayaspune.org
Suggested Citations
PIER Git repo: | Link to PIER Git | Prayas (Energy Group). (2021, October). PIER: Modelling the Indian energy system through the 2020s. Perspectives on Indian Energy based on Rumi (PIER). https://www.prayaspune.org/peg/publications/item/512
PIER report: | Link to PIER Report
Rumi Git repo: | Link to Rumi Git | Prayas (Energy Group). (2021, October). Rumi: An open-source energy systems modelling platform developed by Prayas (Energy Group). https://github.com/prayas-energy/Rumi
Source workbook | Folder | Sl no. | Parameter files
ECT_CapAddBounds.xlsx | Scenarios/S2_PRS/Supply/Parameters/Technologies | 1 | ECT_CapAddBounds.csv
Documentation
1 | In this workbook we specify the upper and lower bounds on capacity of an Energy conversion technology (ECT) that can be added in every year of the model period.
2 | The upper bound gives the maximum capacity that can be added, while the lower bound gives the minimum capacity that must be added – the latter can be used to capture aspects such as capacity under construction or mandated capacity addition.
3 | Based on the information available on under construction / capacity in pipeline, likely commissioning dates have been postponed (only for Electricity generation) owing to Covid disruption. (For details refer individual ECT sheets)
4 | For PRS scenario, Max capacity is reduced by 5% as compared to Reference scenario for electricity generation technologies OCGT, CCGT, biomass and coal. For Solar PV and wind, the max capacity is reduced by 10% compared to Reference.
5 | For Refinery, five petroleum products used in the Energy sector are considered viz. Petrol (Motor spirit-MS), Diesel (HSD), LPG, Aviation turbine fuel (ATF) and other petro products. Others comprise share of each product that is used in energy sector (kerosene, LDO, Fuel oil, LSHS etc.).
6 | Since each ECT takes one carrier as input and produces one output carrier, refinery for each of the five petroleum products is modelled as separate technology. The refinery capacity is modelled so as to meet the domestic demand – i.e. no imports or exports are considered.
7 | The legacy capacity is assumed as 110% of actual consumption in 2019-20 for each of the petroleum products.
8 | For first year 2021, Max capacity is taken as 10% of the legacy capacity. From 2022 onwards, in PRS scenario, Max capacity is increased by 9.5% every year, i.e. 5% lower than Ref, over the previous year for all PP's.
9 | Please note that all units in Final CSVs are GW and MTPA (million tonne per annnum)
10 | This workbook contains PowerQueries, please refresh them in the order they appear in 'Data->Show Queries'
Sources
1 | HPM QTLY Review no 104 (Jan-March 2021), CEA, Ministry of Power, Government of India (https://cea.nic.in/wp-content/uploads/hpm/2021/05/QPR_No_104__Quarter_Ending_March_2021.pdf)
2 | Review of Performance of Hydro Power Stations 2018-19, CEA, Ministry of Power, Government of India (https://cea.nic.in/wp-content/uploads/2020/03/hydro_review-2018.pdf)
3 | Status of Projects under Construction, Nuclear Power Corporation of India, Department of Atomic Energy, Government of India (https://www.npcil.nic.in/content/297_1_ProjectConstructionStatus.aspx)
4 | National Electricity Plan (Volume I) - Generation, Jan 2018, CEA, Ministry of Power, Government of India (https://cea.nic.in/wp-content/uploads/2020/04/nep_jan_2018.pdf)
5 | Karnataka Power Corporation Ltd, 49th Annual report (2018-19) http://karnatakapower.com/wp-content/uploads/2019/12/kpcl_annual_report_2018_19.pdf?x86893
6 | Broad Status Report - Under Construction Thermal Power Projects, April 2020 & February 2021, CEA, Ministry of Power, Government of India (https://cea.nic.in/wp-content/uploads/thermal_broad/2021/02/broad_status.pdf)
7 | Data For Electricity Generation Capacity Potential 2020, India Energy Dashboards, NITI Aayog (https://www.niti.gov.in/edm/#elecPotential)
8 | State-wise installed capacity of Grid Interactive Renewable Power as on 31.03.2020, Ministry of New and Renewable Energy, Government of India
9 | India Renewable Map September 2019, June 2020; INDIA Solar Map December 2020, BRIDGE TO INDIA (https://bridgetoindia.com/reports/)
10 | Report of under Construction Renewable Energy Projects-August 2020, CEA, Ministry of Power, Government of India (Obtained from https://img.saurenergy.com/2020/08/underconstruction.pdf)
11 | Tracking the Global Coal Plant Pipeline, Boom & Bust, Mar 2020; Global Energy Monitor, Sierra Club, Greenpeace, CREA (https://endcoal.org/wp-content/uploads/2020/03/BoomAndBust_2020_English.pdf)
12 | Monthly Installed Capacity Reports, Mar 2021, CEA, Ministry of Power, Government of India (https://cea.nic.in/installed-capacity-report/?lang=en)
13 | India plans to nearly double oil refining capacity by 2030: Pradhan; 16 June 2020, Article in ET Energyworld.com, Economic Times (https://energy.economictimes.indiatimes.com/news/oil-and-gas/india-plans-to-nearly-double-oil-refining-capacity-by-2030-pradhan/76402815)
14 | Refining Capacity of Oil Refineries, Press release 03 July 2019, Ministry of Petroleum & Natural Gas, (https://pib.gov.in/PressReleasePage.aspx?PRID=1576808)
15 | Indian Oil Corp to invest Rs 7 billion to expand refining capacity by 2030, 18 February 2018, Article in Business Standard (https://www.business-standard.com/article/companies/ioc-to-invest-rs-70-000-cr-to-expand-refining-capacity-118021800151_1.html)
16 | Indian Petroleum & Natural Gas Statistics 2019-20, Ministry of Petroleum & Natural Gas, Government of India (https://mopng.gov.in/files/TableManagements/IPNG-2019-20.pdf)
Sources
1 | Various indicators from RBI
2 | GDP data published by MOSPI

## Maps
ModelGeography | SubGeography1 | SubGeography2 | Please note that all units in Final CSVs are GW and MTPA (million tonne per annnum)
INDIA | ER | BR
INDIA | ER | JH
INDIA | ER | OD
INDIA | ER | WB
INDIA | WR | CG
INDIA | WR | GJ
INDIA | WR | MP
INDIA | WR | MH
INDIA | WR | GA
INDIA | WR | UT
INDIA | NER | AS
INDIA | NER | NE
INDIA | SR | AP
INDIA | SR | KA
INDIA | SR | KL
INDIA | SR | TN
INDIA | SR | TS
INDIA | NR | DL
INDIA | NR | HR
INDIA | NR | HP
INDIA | NR | JK
INDIA | NR | PB
INDIA | NR | RJ
INDIA | NR | UP
INDIA | NR | UK

## MaxCapacity-Input
MW | 2020 | 2021 | 2022 | 2023 | 2024 | 2025 | 2026 | 2027 | 2028 | 2029 | 2030 | 2031 | Unit | Remarks
EG_CCGT | 0 | 0 | 0 | 950 | 950 | 950 | 950 | 950 | 950 | 950 | 950 | 950 | MW | Historical highest till FY15: ~2 GW; ~40 MW gas based capacity added in FY19. Allowing more OCGT addition for balancing, given its lower capex but higher VC. Compared to Ref, Max Capacity reduced by 5% to 950 MW for CCGT and 2850 MW for OCGT in the PRS scenario. Given gestation period, new capacity beyond pipeline only begins to get added in 2023. | EG_CCGT
EG_OCGT | 0 | 0 | 0 | 2850 | 2850 | 2850 | 2850 | 2850 | 2850 | 2850 | 2850 | 2850 | MW |  | EG_OCGT
EG_PHWR | 0 | 0 | 0 | 0 | 0 | 0 | 0 | 0 | 0 | 0 | 0 | 0 | MW | Given the gestation period for PHWR, only capacity in the pipeline is considered and nothing beyond it; FY20 addition 0 GW | EG_PHWR
EG_LH | 0 | 0 | 0 | 0 | 0 | 0 | 0 | 1500 | 1500 | 1500 | 1500 | 1500 | MW | Historical highest till FY15: ~2.5 GW; FY19 addition: ~110 MW, FY20 addition: ~400MW. Given the long gestation period, new capacity beyond pipeline considered only from 2027. | EG_LH
EG_SH | 0 | 0 | 1000 | 1000 | 1000 | 1000 | 1000 | 1000 | 1000 | 1000 | 1000 | 1000 | MW | Historical highest unknown, but unlikely to be more than 1GW since total capacity ~4.5 GW; FY19 addition: ~110 MW; FY20 Additon: ~90MW. Fresh capacity addition beyond pipeline considered from FY22. | EG_SH
EG_BIOMASS | 0 | 0 | 950 | 950 | 950 | 950 | 950 | 950 | 950 | 950 | 950 | 950 | MW | Historical highest unknown, but unlikely to be more than 1GW since total capacity ~9 GW; FY19 addition: ~400 MW; FY20 additon: ~97MW. Fresh capacity addition beyond pipeline considered from FY22. And 5% lower than Ref - i.e. 950 MW | EG_BIOMASS
EG_SPV |  |  |  | 13500 | 18000 | 22500 | 27000 | 27000 | 27000 | 27000 | 27000 | 27000 | MW | See the calculations and explanations below this table. Target is to allow ~430 GW of solar+wind installed capacity by FY31 - roughly consistent with GoI target of 450 GW of RE by 2030. Max Capacity reduced by 10% compared to Ref - hence 27000 MW for SPV and 12600 MW for WIND in the PRS scenario. Given capacity in pipeline and gestation period, fresh capacity beyond pipeline considered from 2023 for solar and 2024 for wind. | EG_SPV
EG_WIND |  |  |  |  | 5400 | 9000 | 12600 | 12600 | 12600 | 12600 | 12600 | 12600 | MW |  | EG_WIND
EG_COAL | 0 | 0 | 0 | 0 | 0 | 19000 | 19000 | 19000 | 19000 | 19000 | 19000 | 19000 | MW | Historical highest till FY15: 19.5 GW; ~3.6 GW added in FY19. Keeping a constant 20 GW max capacity addition. Max Capacity reduced by 5% compared to Ref to 19GW for PRS scenario. Given gestation period, fresh capacity addition beyond pipeline considered from 2025. | EG_COAL
Approx target solar+wind capacity to have by FY31 (GW) |  |  |  |  | 430
Legacy solar capacity GW |  |  |  |  | 34.6
Legacy wind capacity GW |  |  |  |  | 37.7
Approx wind+solar to install in model period |  |  |  |  | 357.7
Min solar capacity to be installed (in min=max years) |  |  |  |  | 12.7988
Min wind capacity to be installed (in min=max years) |  |  |  |  | 7.4043
Additional wind+solar to be installed in years with max value |  |  |  |  | 337.4969
Share of solar in capacity addition |  |  |  |  | 70%
[5 empty] | Solar | Wind
Additional GW to be installed in years with max value |  |  |  |  | 236.2478 | 101.2491
Rounded additional GW to be installed in yrs with max value |  |  |  |  | 240 | 100
Split across years
| 2023 | 2024 | 2025 | 2026 | 2027 | 2028 | 2029 | 2030 | 2031 | Check
Solar | 15 | 20 | 25 | 30 | 30 | 30 | 30 | 30 | 30 | 0
Wind |  | 6 | 10 | 14 | 14 | 14 | 14 | 14 | 14 | 0
For comparison: China had added ~50 GW of solar and ~24 GW of wind in a single year before 2020. So above figures for India from 2026 should be feasible.
Captive Legacy Capacity from ECT_LegacyCapacit.xlsx | [6 empty] | State shares
SubGeography2 | EG_COAL | EG_LH | EG_CCGT | EG_SOLARPV | EG_WIND |  | EG_COAL | EG_LH | EG_CCGT | EG_SOLARPV | EG_WIND
BR | 199.4 | 0 | 41.544 | 1.063 | 0 | BR | 0.3869% | 0% | 0.5679% | 0.06971% | 0%
JH | 1474.12 | 0 | 102 | 1.786 | 0 | JH | 2.86% | 0% | 1.394% | 0.1171% | 0%
OD | 10726.02 | 0 | 373 | 57.75 | 0 | OD | 20.81% | 0% | 5.099% | 3.787% | 0%
WB | 815.158 | 0 | 211.828 | 23.551 | 0 | WB | 1.582% | 0% | 2.895% | 1.544% | 0%
CG | 6300.66 | 22.272 | 91.472 | 30.525 | 0 | CG | 12.22% | 17.03% | 1.25% | 2.002% | 0%
GJ | 4187.472 | 2.55 | 2961.64 | 131.842 | 636.066 | GJ | 8.124% | 1.95% | 40.48% | 8.645% | 21.56%
MP | 7184.029 | 0 | 164.356 | 7.53 | 216.75 | MP | 13.94% | 0% | 2.247% | 0.4938% | 7.347%
MH | 3723.157 | 21 | 703.616 | 344.604 | 326.911 | MH | 7.223% | 16.06% | 9.618% | 22.6% | 11.08%
GA | 15.9 | 0 | 83.3 | 0 | 0 | GA | 0.03085% | 0% | 1.139% | 0% | 0%
UT | 48.9 | 0 | 35.9 | 3.428 | 0 | UT | 0.09487% | 0% | 0.4907% | 0.2248% | 0%
AS | 118 | 0 | 369.214 | 6.48 | 0 | AS | 0.2289% | 0% | 5.047% | 0.4249% | 0%
NE | 38.8 | 0 | 0 | 0 | 0 | NE | 0.07528% | 0% | 0% | 0% | 0%
AP | 2419.403 | 1.875 | 199.366 | 19.358 | 18.85 | AP | 4.694% | 1.434% | 2.725% | 1.269% | 0.6389%
KA | 3839.002 | 25.575 | 506.9 | 187.318 | 154.625 | KA | 7.448% | 19.56% | 6.929% | 12.28% | 5.241%
KL | 165.1 | 54 | 195.48 | 2.147 | 0 | KL | 0.3203% | 41.29% | 2.672% | 0.1408% | 0%
TN | 3581.334 | 0 | 297.477 | 256.397 | 1490.11 | TN | 6.948% | 0% | 4.066% | 16.81% | 50.51%
TS | 1178.272 | 0 | 1 | 56.907 | 0.909 | TS | 2.286% | 0% | 0.01367% | 3.732% | 0.03081%
DL | 0 | 0 | 0 | 0.237 | 0 | DL | 0% | 0% | 0% | 0.01554% | 0%
HR | 355.71 | 0 | 473.617 | 55.779 | 0 | HR | 0.6901% | 0% | 6.474% | 3.658% | 0%
HP | 31.225 | 3.5 | 0 | 5.338 | 0 | HP | 0.06058% | 2.676% | 0% | 0.35% | 0%
JK | 0 | 0 | 0 | 0 | 0 | JK | 0% | 0% | 0% | 0% | 0%
PB | 577.97 | 0 | 75.242 | 20.151 | 0 | PB | 1.121% | 0% | 1.028% | 1.321% | 0%
RJ | 2026.905 | 0 | 101.299 | 239.365 | 106.075 | RJ | 3.932% | 0% | 1.385% | 15.7% | 3.595%
UP | 2385.933 | 0 | 317.725 | 56.425 | 0 | UP | 4.629% | 0% | 4.343% | 3.7% | 0%
UK | 150.3 | 0 | 9.89 | 17.014 | 0 | UK | 0.2916% | 0% | 0.1352% | 1.116% | 0%
Captive:Utility ratio
SubGeography2 | EG_COAL | EG_LH | EG_CCGT | EG_WIND | EG_SOLARPV | SubGeography2 | EG_COAL | EG_LH | EG_CCGT | EG_WIND | EG_SOLARPV
BR | 6390 | 0 | 0 | 0 | 151.57 | BR | 0.031205 | 0 | 0 | 0 | 0
JH | 4460 | 210 | 0 | 0 | 38.4 | JH | 0.33052 | 0 | 0 | 0 | 0
OD | 9800 | 2142.25 | 0 | 0 | 397.84 | OD | 1.0945 | 0 | 0 | 0 | 0
WB | 14177 | 441.2 | 100 | 0 | 114.46 | WB | 0.057499 | 0 | 2.1183 | 0 | 0
CG | 23128 | 120 | 0 | 0 | 231.35 | CG | 0.27243 | 0.1856 | 0 | 0 | 0
GJ | 16232 | 1990 | 7551.41 | 7541.52 | 2948.37 | GJ | 0.25798 | 0.0012814 | 0.3922 | 0.017482 | 0.21573
MP | 21150 | 2235 | 0 | 2519.89 | 2258.46 | MP | 0.33967 | 0 | 0 | 0.0029882 | 0.095972
MH | 24966 | 2647 | 3207.08 | 5000.33 | 1801.8 | MH | 0.14913 | 0.0079335 | 0.21939 | 0.068916 | 0.18144
GA | 0 | 0 | 48 | 0 | 4.78 | GA | 0 | 0 | 1.7354 | 0 | 0
UT | 0 | 0 | 32.5 | 0 | 71.38 | UT | 0 | 0 | 1.1046 | 0 | 0
AS | 750 | 350 | 643.7 | 0 | 41.23 | AS | 0.15733 | 0 | 0.57358 | 0 | 0
NE | 0 | 3546 | 1132.1 | 0 | 22.89 | NE | 0 | 0 | 0 | 0 | 0
AP | 11590 | 1610 | 4898.54 | 4092.45 | 3610.02 | AP | 0.20875 | 0.0011646 | 0.040699 | 0.0047302 | 0.0052216
KA | 9480 | 3644.2 | 0 | 4790.6 | 7277.93 | KA | 0.40496 | 0.007018 | 0 | 0.039101 | 0.021246
KL | 0 | 1856.5 | 533.58 | 62.5 | 142.23 | KL | 0 | 0.029087 | 0.36636 | 0.034352 | 0
TN | 13010 | 1778.2 | 1027.18 | 9304.34 | 3915.88 | TN | 0.27528 | 0 | 0.28961 | 0.027557 | 0.38053
TS | 6762.5 | 800 | 0 | 128.1 | 3620.75 | TS | 0.17424 | 0 | 0 | 0.44424 | 0.00025105
DL | 0 | 0 | 2208.4 | 0 | 165.16 | DL | 0 | 0 | 0 | 0 | 0
HR | 5330 | 0 | 431.59 | 0 | 252.14 | HR | 0.066737 | 0 | 1.0974 | 0 | 0
HP | 0 | 9809.02 | 0 | 0 | 32.93 | HP | 0 | 0.00035681 | 0 | 0 | 0
JK | 0 | 3360 | 175 | 0 | 19.3 | JK | 0 | 0 | 0 | 0 | 0
PB | 5680 | 1096.3 | 0 | 0 | 947.1 | PB | 0.10176 | 0 | 0 | 0 | 0
RJ | 9820 | 411 | 1023.13 | 4299.72 | 5137.91 | RJ | 0.20641 | 0 | 0.099009 | 0.05567 | 0.020646
UP | 22409 | 501.6 | 1493.14 | 0 | 1095.1 | UP | 0.10647 | 0 | 0.21279 | 0 | 0
UK | 0 | 3756.35 | 450 | 0 | 315.9 | UK | 0 | 0 | 0.021978 | 0 | 0

## HPM_QTR_rev_P63 (hidden)
CEA HPM QTLY Review no 104 (Jan-March 2021) https://cea.nic.in/wp-content/uploads/hpm/2021/05/QPR_No_104__Quarter_Ending_March_2021.pdf
CHAPTER-11
DETAILS OF UNDER DEVELOPMENT HYDRO ELECTRIC PROJECTS (ABOVE 25 MW)
HAVING TIME/COST OVERRUN-State Wise
Sl. No | Project Name/(I.C.)/ Executing Agency | UnitNo. | Cap. (MW) | Org. Comm. Sched. | Ant. Comm. Sched. | Time over run (months) | Org. Cost (Rs. in Crores)(Price Level) | Latest/Ant.Cost(Rs. in Crores) (Price Level) | Cost over run (Rs. in Crores) (%) | Reasons for time and cost over run | Count (0- PSS) | State |  | AP | 960
1 | 2 | 4 |  | 6 | 7 | 8 | 9 | 10 | 11 | 12 |  |  |  | NE | 3150
| Andhra Pradesh | [9 empty] | 1 | AP | 0 | AS | 0
1* | Polavaram | 1 | 80 | 2016-17 | 2024-25 |  | 3013.68 | 5338.95 | 2325.27 |  'Works stalled since 19.07.2019 as APGENCO asked contractor M/s Navayuga Engineering Company Ltd. (NECL) to stop all works and termination of contract issued on 14.08.2019. The writ petition filed by NECL was disposed by Hon'ble High Court on 14.12.2020. Agreement is to be concluded with new contactor M/s MEIL for commencement of Works. Works are yet to be started.. | 1 | AP | 80 | BR | 0
| (12x80 = 960 MW) | 2 | 80 | 2016-17 | 2024-25 |  | (2010-11 PL) | (2016-17 PL) | -77.15 |  | 1 | AP | 80 | CG | 0
| APGENCO / Irr. | 3 | 80 | 2016-17 | 2024-25 | 86 | (Power | (Power Component) |  |  | 1 | AP | 80 | GA | 0
| Deptt., | 4 | 80 | 6: 2016-17; 7: 2024-25; 9: Component) | 1 | AP | 80 | GJ | 0
| A.P. | 5 | 80 | 6: 2016-17; 7: 2024-25 | 1 | AP | 80 | HR | 0
|  | 6 | 80 | 6: 2016-17; 7: 2024-25 | 1 | AP | 80 | HP | 2013.99
|  | 7 | 80 | 6: 2017-18; 7: 2024-25 | 1 | AP | 80 | JK | 2559.5
|  | 8 | 80 | 6: 2017-18; 7: 2024-25 | 1 | AP | 80 | JH | 0
|  | 9 | 80 | 6: 2017-18; 7: 2024-25; 8: 92 | 1 | AP | 80 | KA | 0
|  | 10 | 80 | 6: 2017-18; 7: 2024-25 | 1 | AP | 80 | KL | 100
|  | 11 | 80 | 6: 2017-18; 7: 2024-25 | 1 | AP | 80 | MP | 400
|  | 12 | 80 | 6: 2017-18; 7: 2024-25 | 1 | AP | 80 | MH | 0
|  |  |  | 6: (Mar’18); 7: (Nov,25) | 1 | AP | 0 | OD | 0
|  |  |  | 7: (subject to | 1 | AP | 0 | PB | 206
|  |  |  | 7: re-start of | 1 | AP | 0 | RJ | 0
|  |  |  | 7: works) | 1 | AP | 0 | TN | 0
| Arunachal Pradesh | [9 empty] | 1 | AP | 0 | TS | 0
2 | Subansiri Lower | 1 | 250 | 2009-11 | 2023-24 | 156 | 6285.33 | 19992.43 | 13707.1 |  Delay in transfer of forest land. Disruption of works by locals in Ar. Pradesh side. Slope failure in Power House in Jan, 2008. All works except safety works were stalled from December, 2011 to October, 2019 due to agitation launched by Anti Dam activists in Assam against construction of Project. Work restarted w.e.f.15.10.2019. | 1 | NE | 250 | UP | 0
| (8x250 = 2000 MW) | 2 | 250 | 2009-11 | 2023-24 |  | (12/02) | (04/17) | -218.08 |  | 1 | NE | 250 | UK | 1391
| NHPC | 3 | 250 | 6: 2009-11; 7: 2023-24 | 1 | NE | 250 | WB | 120
|  | 4 | 250 | 6: 2009-11; 7: 2023-24 | 1 | NE | 250 | UT | 0
|  | 5 | 250 | 6: 2009-11; 7: 2023-24 | 1 | NE | 250 | DL | 0
|  | 6 | 250 | 6: 2009-11; 7: 2023-24 | 1 | NE | 250
|  | 7 | 250 | 6: 2009-11; 7: 2023-24 | 1 | NE | 250
|  | 8 | 250 | 6: 2009-11; 7: 2023-24 | 1 | NE | 250
|  |  |  | 6: (Sep’10); 7: (Aug’23) | 1 | NE | 0
| Himachal Pradesh | [9 empty] | 1 | HP | 0
3 | Parbati - II | 1 | 200 | 2009-10 | 2022-23 | 142 | 3919.59 | 9897.59 | 5978 |  Delay in revised forest clearance. TBM suffered extensive damage due to heavy ingress of water and slush in TBM face in Nov, 2006. Due to poor geology. Flash flood in 2004,2005,2010 and 2011. | 1 | HP | 200
| (4x200 = 800 MW) | 2 | 200 | 2009-10 | 2022-23 |  | (12/01) | (04/18) | -152.51 |  | 1 | HP | 200
| NHPC | 3 | 200 | 6: 2009-10; 7: 2022-23 | 1 | HP | 200
|  | 4 | 200 | 6: 2009-10; 7: 2022-23 | 1 | HP | 200
|  |  |  | 6: (Sept’09); 7: (July,22) | 1 | HP | 0
c |  |  |  | 12:  Contractual issues. Cash flow issues with civil contractors. | 1 | HP | 0
4 | Uhl-III | 1 | 33.33 | 2006-07 | 2022-23 | 189 | 431.56 | 1281.52 | 849.96 |  Delay in transfer of forest land. Delay in acquisition of private land Delay in transfer of quarry sites. Contract for construction of HRT rescinded twice i.e. during April, 2008 & July, 2010 due to slow progress and non-performance by the contractor. Poor geology in HRT. Leakage in Penstock in July,2018 and Rupture inMay,2020 | 1 | HP | 33.33
| (3x33.33 = 100 MW) | 2 | 33.33 | 2006-07 | 2022-23 | 189 | (09/02) | (12/12) | -196.95 |  | 1 | HP | 33.33
| BVPCL | 3 | 33.33 | 6: 2006-07; 7: 2022-23; 8: 189 | 1 | HP | 33.33
|  |  |  | 6: (Mar’07); 7: (Dec,22) | 1 | HP | 0
5 | Shongtom Karcham | 1 | 150 | 2016-17 | 2024-25 | 92 | 2807.83 | 2807.83 | Nil |  Shifting of Army Ammunition Depot. Disruption of works by local people. | 1 | HP | 150
| (3x150 = 450 MW) | 2 | 150 | 2016-17 | 2024-25 | 94 | (07/11) | (07/11) |  |  | 1 | HP | 150
| HPPCL | 3 | 150 | 6: 2016-17; 7: 2024-25; 8: 96 | 1 | HP | 150
|  |  |  | 6: (Mar’17); 7: (Mar,25) | 1 | HP | 0
6 | Bajoli Holi | 1 |  | 2018-19 | 2021-22 | 37 | 1696.93 | 2689 |  |  Slow progress due to poor approach to project components. | 1 | HP | 0
| 3x60= 180 MW | 2 |  | 2018-19 | 2021-22 |  | (12/11) | (5/20) | 992.07 |  | 1 | HP | 0
| M/s GMR Bajoli Holi | 3 |  | 6: 2018-19; 7: 2021-22; 11: -58.46 | 1 | HP | 0
|  |  | 60 | 6: (May’18); 7: (June ,21) | 1 | HP | 60
|  |  | 60 | [7 empty] | 1 | HP | 60
|  |  | 60 | [7 empty] | 1 | HP | 60
7 | Sorang | 1 | 50 | 2011-12 | 2021-22 | 127 | 586 | 586 | N.A. |  Poor geology. Penstock cracks / leakage during filling of Waterconductor System in Nov ’13 and Rupture in Nov-15 during trial run. Funds constraints with developer. | 1 | HP | 50
| (2x50 = 100 MW), | 2 | 50 | 6: 2011-12; 7: 2021-22; 9: (04/2005); 10: (04/2005) | 1 | HP | 50
| HSPPL |  |  | 6: (Nov’11); 7: (June ’21) | 1 | HP | 0
8* | Tangnu Romai-I | 1 | 22 | 2014-15 | 2024-25 | 129 | 255 | 641.89 | 386.89 |  Works are stalled since January, 2015 due to fund constraints with developer. | 1 | HP | 22
| (2x22 = 44 MW) | 2 | 22 | 2014-15 | 2024-25 |  | (01/07) | -2018 | -151.72 |  | 1 | HP | 22
| TRPGPL |  |  | 6: (Jun’14); 7: (subject to | 1 | HP | 0
|  |  |  | 7: re-start of | 1 | HP | 0
|  |  |  | 7: works(4 | 1 | HP | 0
|  |  |  | 7: years)) | 1 | HP | 0
9 | Tidong-I | 1 | 50 | 2013-14 | 2022-23 | 106 | 543.15 | 1472 | 928.85 |  Delay in NOC by Projects affected Panchayats. Suspension of works by Govt. for one year. Funds constraints with the developer | 1 | HP | 50
| 2x50 =100 MW | 2 | 50 | 6: 2013-14; 7: 2022-23; 9: (06/18); 11: -171.01 | 1 | HP | 50
| NSL Tidong |  |  | 6: (Dec’13); 7: (Jun 22) | 1 | HP | 0
| (w.e.f. 04.09.2018 | [9 empty] | 1 | HP | 0
| Statkraft India Pvt.Ltd. Has acquired the100% equity in the project) | [9 empty] | 1 | HP | 0
10 | Kutehr | 1 | 80 | 2024-25 | 2025-26 | 12 | 1798.13 | 1798.13 | Nil |  Slow mobilization due to Covid-19 Lockdown. | 1 | HP | 80
| 3x80=240 MW | 2 | 80 | 6: 2024-25; 7: 2025-26; 9: (09/2011); 10: (09/2011) | 1 | HP | 80
| JSW Energy (Kutehr) | 3 | 80 | 6: 2024-25; 7: 2025-26 | 1 | HP | 80
| Ltd |  |  | 6: (Nov’24); 7: (Nov’25) | 1 | HP | 0
| Govt. of UT of J&K | [9 empty] | 1 | JK | 0
11 | Pakal Dul | 1 | 250 | 2020-21 | 2025-26 | 63 | 8112.12 | 8112.12 | Nil |  Delay in award of works due to higher bids. | 1 | JK | 250
| (4x250= 1000 MW) | 2 | 250 | 6: 2020-21; 7: 2025-26; 9: (03/13); 10: (03/13) | 1 | JK | 250
| CVPPL | 3 | 250 | 6: 2020-21; 7: 2025-26 | 1 | JK | 250
|  | 4 | 250 | 6: 2020-21; 7: 2025-26 | 1 | JK | 250
|  |  |  | 6: (Apr’20); 7: (July’25) | 1 | JK | 0
12 | Parnai | 1 | 12.5 | 2017-18 | 2022-23 | 62 | 640.86 | 640.86 | Nil |  Delay in Land acquisition. | 1 | JK | 12.5
| 3x12.5= 37.5 MW | 2 | 12.5 | 6: 2017-18; 7: 2022-23; 9: (Completion; 10: (Completion cost) | 1 | JK | 12.5
| JKSPDC | 3 | 12.5 | 6: 2017-18; 7: 2022-23; 9: cost) | 1 | JK | 12.5
|  |  |  | 6: (Jan’18); 7: (Mar,23) | 1 | JK | 0
13* | Lower Kalnai | 1 | 24 | 2017-18 | 2025-26 | 102 | 576.87 | 576.87 | Nil |  Works on all fronts at Dam and Power House site are | 1 | JK | 24
| 2x24= 48 MW | 2 | 24 | 2017-18 | 2025-26 |  | (12/12) | (12/12) |  | stalled since 24.01.2018 due to payment dispute with | 1 | JK | 24
| JKSPDC |  |  | (Sep’17) | (subject to |  | (Completion | (Completion cost) |  | subcontractors and due to non-settlement of extension of | 1 | JK | 0
|  |  |  | 7: re-start of; 9: cost); 12: time of the contract by the JKSPDC.The contract with | 1 | JK | 0
|  |  |  | 7: works (4 | 1 | JK | 0
|  |  |  | 7: years)); 12: M/s. Coastal Projects Ltd. has been terminated and re-tendering for selection of EPC contractor is under process. | 1 | JK | 0
14 | Kiru | 1 | 156 | 2023-24 | 2024-25 | 12 | 4287.59 | 4287.59 | Nil |  Slow mobilization due to Covid-19 lockdown | 1 | JK | 156
| (4x156=624 MW) | 2 | 156 | 6: 2023-24; 7: 2024-25; 9: (09/14); 10: (09/14) | 1 | JK | 156
| CVPPL | 3 | 156 | 6: 2023-24; 7: 2024-25 | 1 | JK | 156
|  | 4 | 156 | 6: 2023-24; 7: 2024-25 | 1 | JK | 156
|  |  |  | 6: (Aug,23); 7: (Aug,24) | 1 | JK | 0
15* | Ratle | 1 | 205 | 2017-18 | 2025-26 | 96 | 5281.94 | 5281.94 | NIL |  Project was stalled since 11.07.2014 due to various issues viz. R&R issues, Local issues, Law & order problem etc. Earlier, it was under execution by private sector | 1 | JK | 205
| (4x205+1x30) = 850 | 2 | 205 | 6: 2017-18; 7: 2025-26; 9: (11/18); 10: (11/18) | 1 | JK | 205
| MW | 3 | 205 | 6: 2017-18; 7: 2025-26 | 1 | JK | 205
| RHPPL / NHPC | 4 | 205 | 6: 2017-18; 7: 2025-26; 12: developer and some works already have been done. There is no progress since 11th July, 2014. JV of Govt. of UT of J&K and NHPC has been formed. CCEA clearance received. Award of works is to be done. | 1 | JK | 205
|  | 5 | 30 | 6: 2017-18; 7: 2025-26 | 1 | JK | 30
|  |  |  | 6: (Jan,18); 7: (subject to | 1 | JK | 0
|  |  |  | 7: re-start of | 1 | JK | 0
|  |  |  | 7: works(5 | 1 | JK | 0
|  |  |  | 7: years)) | 1 | JK | 0
| Kerala | [9 empty] | 1 | KL | 0
16 | Pallivasal | 1 | 30 | 2010-11 | 2021-22 | 129 | 222 | 550 | 328 |  Delay in land acquisition. Poor geology strata in HRT. Works stopped by contractor since 28.1.15 to 11.04.2017 due to contractual issues. Contract terminated on13.09.2018 and re-awarded in August, 2019. | 1 | KL | 30
| 2x30 = 60 MW | 2 | 30 | 2010-11 | 2021-22 |  | -1999 | -2018 | -147.74 |  | 1 | KL | 30
| KSEB |  |  | 6: (Mar’11); 7: (Dec,21) | 1 | KL | 0
17 | Thottiyar | 1 | 30 | 2012-13 | 2021-22 | 116 | 136.79 | 280 | 143.21 |  Land acquisition issue. The works of weir and approach channel stopped from2010 to 2012 by local people. The work stopped by Court from 12.12.2012 to April-2013. Financial crunch with contractor leading to foreclosure ofcontract in April,2017 and balance works re-awarded inJanuary, 2018. | 1 | KL | 30
| (1x30+1x10)= 40MW | 2 | 10 | 2012-13 | 2021-22 |  | -2007 | -2018 | -104.69 |  | 1 | KL | 10
| KSEB |  |  | 6: (Apr’12); 7: (Dec,21) | 1 | KL | 0
| Madhya Pradesh | [9 empty] | 1 | MP | 0
18* | Maheshwar | 1 | 40 | 2001-02 | 2023-24 | 264 | 1569.27 | 8121 | 6551.73 |  Works suspended since Nov-11 due to cash flow problem with developer. M.P. Power Management Company Ltd. has terminated the Power Purchase Agreement with SMHPCL on 18.04.2020. | 1 | MP | 40
| (10x40 = 400 MW) | 2 | 40 | 2001-02 | (subject to |  | (96-97) | (2016-17) | -417.5 |  | 1 | MP | 40
| SMHPCL | 3 | 40 | 6: 2001-02; 7: re-start of | 1 | MP | 40
|  | 4 | 40 | 6: 2001-02; 7: works(Two | 1 | MP | 40
|  | 5 | 40 | 6: 2001-02; 7: years) | 1 | MP | 40
|  | 6 | 40 | 6: 2001-02 | 1 | MP | 40
|  | 7 | 40 | 6: 2001-02 | 1 | MP | 40
|  | 8 | 40 | 6: 2001-02 | 1 | MP | 40
|  | 9 | 40 | 6: 2001-02 | 1 | MP | 40
|  | 10 | 40 | 6: 2001-02 | 1 | MP | 40
|  |  |  | 6: (Mar’02) | 1 | MP | 0
| Maharashtra | [9 empty] | 1 | MH | 0
19* | Koyna Left Bank PSS2x40 = 80 MW WRD, Maha | 1 | 40 | 2014-15 | 2025-26 | 137 | 245.02 | 1403.77 | 1158.75 |  Project stalled since July, 2015. The current expenditure on the project has already reached to almost original administrative approved cost level. Proposal for revival of the project is submitted to the Govt. of Maharashtra. | 0 | MH | 0
|  | 2 | 40 | 2014-15 | (subject to |  | -1999 | -2014 | -472.92 |  | 0 | MH | 0
|  |  |  | 6: (Oct’14); 7: re-start of | 0 | MH | 0
|  |  |  | 7: works (4 | 0 | MH | 0
|  |  |  | 7: years) | 0 | MH | 0
| Punjab | [9 empty] | 1 | PB | 0
20 | Shahpurkandi | 1 | 33 | 2015-16 | 2024-25 |  | 1835.5 | 1938.74 | 103.24 |  Works of Dam stopped since 29.08.2014 due to inter- state dispute between states of J&K & Punjab on sharing of waters of river Ravi and Tariff. | 1 | PB | 33
| 3x33+3x33+1x8 | 2 | 33 | 2015-16 | 2024-25 |  | (04/08) | (02/18) | -5.62 |  | 1 | PB | 33
| =206 MW, Irrigation | 3 | 33 | 2015-16 | 2024-25 | 105 | (Power | (Power Component) |  |  | 1 | PB | 33
| Deptt. &PSPCL | 4 | 33 | 6: 2015-16; 7: 2024-25; 9: Component) | 1 | PB | 33
|  | 5 | 33 | 6: 2015-16; 7: 2024-25 | 1 | PB | 33
|  | 6 | 33 | 6: 2015-16; 7: 2024-25; 8: 105 | 1 | PB | 33
|  | 7 | 8 | 6: 2015-16; 7: 2024-25 | 1 | PB | 8
|  |  |  | 7: (Dec, 24) | 1 | PB | 0
| Sikkim | [9 empty] | 1 | NE | 0
21 | Teesta Stage VI (4x125 = 500 MW) Lanco Teesta Hydro Power Ltd. (LTHPL) (Project taken over by NHPC w.e.f.08.03.2019) | 1 | 125 | 2012-13 | 2023-24 | 72 | 5748.04 | 5748.04 | NIL |  Poor geology. | 1 | NE | 125
|  | 2 | 125 | 2012-13 | 2023-24 |  | (07/2018) | (07/2018) |  |  Land acquisition. | 1 | NE | 125
|  | 3 | 125 | 6: 2012-13; 7: 2023-24; 12:  Contractual issues | 1 | NE | 125
|  | 4 | 125 | 6: 2012-13; 7: 2023-24; 12:  Funds constraints with developer (Private) and stalled | 1 | NE | 125
|  |  |  | 6: (Jul’12); 7: (Mar,24); 12: from April, 2014 to October, 2019 M/s. LTHPL came under Corporate Insolvency | 1 | NE | 0
|  |  |  | 12: Resolution Process. NHPC Ltd. emerged as H1 | 1 | NE | 0
|  |  |  | 12: bidder. CCEA approval was accorded to NHPC on | 1 | NE | 0
|  |  |  | 12: 08.03.2019. NCLT on 26.07.2019 approved | 1 | NE | 0
|  |  |  | 12: resolution plan of NHPC for acquisition of LTHPL. Taking over along with all assets and documents as‘Going concern’ completed on 09.10.2019. | 1 | NE | 0
22* | Bhasmey | 1 | 25.5 | 2012-13 | 2024-25 | 153 | 408.5 | 746.01 | 337.51 |  Works are stalled since Sept., 2016 due to funds constraints with developer . | 1 | NE | 25.5
| (2x25.5 =51 MW) | 2 | 25.5 | 2012-13 | 2024-25 |  | (2012-13) | (03/18) | -82.62 |  | 1 | NE | 25.5
| Gati Infrastructure |  |  | 6: (Jun’12); 7: (subject to | 1 | NE | 0
|  |  |  | 7: re-start of | 1 | NE | 0
|  |  |  | 7: works(3 | 1 | NE | 0
|  |  |  | 7: years)) | 1 | NE | 0
23* | Rangit-IV HE Project (3X40 = 120 MW) JPCL | 1 | 40 | 2011-12 | 2024-25 | 158 | 726.17 | 1692.6 | 966.43 | Project is stalled since October, 2013 due to funds | 1 | NE | 40
|  | 2 | 40 | 2011-12 | 2024-25 |  | (2011-12) | (06/16) | -133.08 | constraints with the developer. | 1 | NE | 40
|  | 3 | 40 | 6: 2011-12; 7: 2024-25; 12: The project is under NCLT process since 9th April, 2019. | 1 | NE | 40
|  |  |  | 6: (Jan’12); 7: (subject to; 12: NHPC submitted EOI on 08.07.2019 and was shortlisted | 1 | NE | 0
|  |  |  | 7: re-start of; 12: under final list of Prospective Resolution Applicants on | 1 | NE | 0
|  |  |  | 7: works(3-½; 12: dated 23.08.2019.The Resolution Plan submitted by NHPC | 1 | NE | 0
|  |  |  | 7: year); 12: on 04.12.2019. The Resolution Plan Approval Applicationwas listed for hearing on 17.02.2020 before NCLT,Hyderabad (“Tribunal”). Final hearing was held on31.07.2020. Investment approval for acquisition of M/s JalPower Corporation Ltd. and construction of balance works | 1 | NE | 0
|  |  |  | 12: of Rangit-IV by NHPC was conveyed to NHPC by MoP on30.03.2021. The project has been awarded to NHPC andAward of works is under process. | 1 | NE | 0
24* | Rangit-II | 1 | 33 | 2015-16 | 2024-25 | 119 | 496.44 | 496.44 | Nil |  Works are stalled since December, 2017 due to funds | 1 | NE | 33
| 2x33= 66 MW | 2 | 33 | 2015-16 | 2024-25 |  | (2011-12) | (2011-12) |  | constraints with developer. | 1 | NE | 33
| Sikkim Hydro Power |  |  | 6: (Apr’15); 7: (subject to; 12: Project is in NCLT since 30.07.2020. | 1 | NE | 0
| Ltd. |  |  | 7: re-start of | 1 | NE | 0
|  |  |  | 7: works(2-½ | 1 | NE | 0
|  |  |  | 7: year) | 1 | NE | 0
25 | Rongnichu | 1 | 56.5 | 2014-15 | 2021-22 | 82 | 491.32 | 1453.34 | 962.02 |  Land Acquisition Poor geology. | 1 | NE | 56.5
| (2x56.5 =113 MW) | 2 | 56.5 | 2014-15 | 2021-22 |  | -2005 | -2018 | -195.8 |  | 1 | NE | 56.5
| Madhya Bharat Pvt.Ltd. |  |  | 6: (Jul’14); 7: (May,21) | 1 | NE | 0
26* | Panan | 1 | 75 | 2018-19 | 2025-26 | 84 | 1833.05 | 2671 | 837.95 |  Issue of construction of bridge on Mantham Lake for accessebility of site is under discussion with the State Govt of Sikkim.. | 1 | NE | 75
| 4x75= 300 MW | 2 | 75 | 2018-19 | 2025-26 |  | -2009 | -2018 | -45.71 |  | 1 | NE | 75
| Himagiri Hydro | 3 | 75 | 6: 2018-19; 7: 2025-26 | 1 | NE | 75
| Energy Pvt. Ltd. | 4 | 75 | 6: 2018-19; 7: 2025-26 | 1 | NE | 75
|  |  |  | 7: (subject to | 1 | NE | 0
|  |  |  | 7: re-start of | 1 | NE | 0
|  |  |  | 7: works(4-½ | 1 | NE | 0
|  |  |  | 7: years) | 1 | NE | 0
| Tamil Nadu | [9 empty] | 1 | TN | 0
27 | Kundah PSP (Phase- I, Phase-II & Phase- III)(4x125=500 MW) TANGEDCO | 1 | 125 | 2021-22 | 2023-24 | 21 | 1216.59 | 1831.29 | 614..7 |  Civil & HM works have been taken up from 05/2018 only | 0 | TN | 0
|  | 2 | 125 | 2021-22 | 2023-24 |  | (2007-08) | -2014 | -50.52 |  | 0 | TN | 0
|  | 3 | 125 | 6: 2021-22; 7: 2023-24 | 0 | TN | 0
|  | 4 | 125 | 6: 2021-22; 7: 2023-24 | 0 | TN | 0
|  |  |  | 6: (Aug,21); 7: (May,23) | 1 | TN | 0
| Uttartakhand | [9 empty] | 1 | UK | 0
28* | Lata Tapovan | 1 | 57 | 2017-18 | 2025-26 | 103 | 1527 | would be calculated when works re- start. | NA | Subsequent to the Uttarakhand disaster in June, 2013, Hon’ble Supreme Court gave the judgment on 13.08.2013 that “MoEF as well as State of Uttarakhand not to grant any further environmental clearance or forest clearance for any hydroelectric power project in the State of Uttarakhand, until further orders”. Therefore, the construction work stopped.The matter is sub-judice. | 1 | UK | 57
| (3x57 = 171 MW) | 2 | 57 | 6: 2017-18; 7: 2025-26; 9: (07/12) | 1 | UK | 57
| NTPC | 3 | 57 | 6: 2017-18; 7: 2025-26 | 1 | UK | 57
|  |  |  | 6: (Aug’17); 7: (subject to | 1 | UK | 0
|  |  |  | 7: re-start of | 1 | UK | 0
|  |  |  | 7: works(4 | 1 | UK | 0
|  |  |  | 7: years)) | 1 | UK | 0
29 | Tapovan Vishnughad | 1 | 130 | 2012-13 | 2022-23 |  | 2978.48 | 5867.38 | 2888.9 |  On 07.02.2021, there was a sudden flash flood in Dhauli | 1 | UK | 130
| (4x130 = 520 MW) | 2 | 130 | 2012-13 | 2022-23 | 129 | (03/04) | (04/19) | -96.99 | Ganga river due to an avalanche resulting in part damage to NTPC hydro power plant. A detailed analysis is to be done to assess the extent of physical and financial damage to the project. A team of Expert(TOE) from CWC, CEA, GSI, CSMRS and NTPC have been constituted for preparing action plan for restoration of project. | 1 | UK | 130
| NTPC | 3 | 130 | 6: 2012-13; 7: 2022-23 | 1 | UK | 130
|  | 4 | 130 | 6: 2012-13; 7: 2022-23 | 1 | UK | 130
|  |  |  | 6: (Mar’13); 7: (Dec’23) | 1 | UK | 0
30 | Tehri PSS | 1 | 250 | 2010-11 | 2022-23 | 143 | 1657.6 | 5024.35 | 3366.75 |  Poor geology. Local agitation at Asena Quarry / muck disposal area. Revision of Lay out of machine hall due to poor geology. Funds constraints with contractor. | 0 | UK | 0
| (4x250 = 1000 MW) | 2 | 250 | 2010-11 | 2022-23 | 145 | (12/05) | (02/19) | -203.1 |  | 0 | UK | 0
| THDC | 3 | 250 | 6: 2010-11; 7: 2022-23; 8: 147 | 0 | UK | 0
|  | 4 | 250 | 6: 2010-11; 7: 2022-23; 8: 149 | 0 | UK | 0
|  |  |  | 6: (July’10); 7: (Dec’22) | 0 | UK | 0
31 | Vishnugad Pipalkoti | 1 | 111 | 2013-14 | 2023-24 | 126 | 2491.58 | 4397.8 | 1906.22 |  CCEA approval in Aug-2008 but works could not be awarded due to Forest clearance/diversion of forest land. Forest land was acquired in January-14 and subsequently works awarded in January-2014. Disruption of works by local people. Cash flow problem with contractor. | 1 | UK | 111
| (4x111 = 444 MW) | 2 | 111 | 2013-14 | 2023-24 |  | (03/08) | (02/19) | -76.5 |  | 1 | UK | 111
| THDC | 3 | 111 | 6: 2013-14; 7: 2023-24 | 1 | UK | 111
|  | 4 | 111 | 6: 2013-14; 7: 2023-24 | 1 | UK | 111
|  |  |  | 6: (Jun’13); 7: (Dec’23) | 1 | UK | 0
32 | Naitwar Mori (2x30 =60 MW), SJVNL | 1 | 30 | 2021-22 | 2022-23 | 6 | 648.33 | 648.33 | Nil |  COVID pandemic | 1 | UK | 30
|  | 2 | 30 | 6: 2021-22; 7: 2022-23; 9: (10/2016); 10: (10/2016) | 1 | UK | 30
|  |  |  | 6: (Dec’21); 7: (June'22) | 1 | UK | 0
[11 empty] | 1 | UK | 0 | bar: 12
33 | Vyasi | 1 | 60 | 2014-15 | 2022-23 | 88 | 936.23 | 1581.01 | 644.78 |  Delay in award of works. Agitation by Local people. | 1 | UK | 60
| 2x60=120 MW, | 2 | 60 | 2014-15 | 2022-23 |  | (02/10) | -2019 | -68.86 |  | 1 | UK | 60
| UJVNL |  |  | 6: (Dec’14); 7: (Apr,22) | 1 | UK | 0
34* | Phata Byung | 1 | 38 | 2012-13 | 2024-25 | 153 | 520 | 1132 | 612 |  Works stalled since July, 2017 due to Financial crunch with the contractor / developer.The company is undergoing a corporate insolvency resolution process initiated under IBC for resolution and revival of the project since June 2020. Under this process, the resolution professional appointed by the NCLT has initiated the process for inviting prospective investors for the project. | 1 | UK | 38
| (2x38 = 76 MW), | 2 | 38 | 2012-13 | 2024-25 |  | (2013-14) | (09/16) | -117.69 |  | 1 | UK | 38
| LANCO |  |  | 6: (Jun’12); 7: (subject to | 1 | UK | 0
|  |  |  | 7: re-start of | 1 | UK | 0
|  |  |  | 7: works(3 | 1 | UK | 0
|  |  |  | 7: years)) | 1 | UK | 0
| West Bengal | [9 empty] | 1 | WB | 0
35 | Rammam-III | 1 | 40 | 2019-20 | 2022-23 | 38 | 1381.84 | 1381.84 | Nil |  Delay in getting permission for tree felling from Govt. ofWest Bengal for Access road from Adit-1 to Adit-2. Cash flow issues with civil contractors. Strike / bandh during Gorkhaland agitation in 2017. | 1 | WB | 40
| (3x40= 120 MW) | 2 | 40 | 6: 2019-20; 7: 2022-23; 9: (09/14); 10: (09/14) | 1 | WB | 40
|  | 3 | 40 | 6: 2019-20; 7: 2022-23 | 1 | WB | 40
|  |  |  | 6: (Sep’19); 7: (Nov,22) | 1 | WB | 0
12480.49

## HPM_QTR_revP31
CEA HPM QTLY Review no 104 (Jan-March 2021) https://cea.nic.in/wp-content/uploads/hpm/2021/05/QPR_No_104__Quarter_Ending_March_2021.pdf
Chapter 5 Sanctioned Hydro Electric Projects for Construction (Excluding projects under Ministry of New & Renewable Energy)
Sl. | Name of Scheme | State | I.C. | Benefits | Date of Approval | Commissioned/ Commissioning | State code | Non PSS (Since we have counted PSS in EST_CapAddBounds)
No. |  |  | (No. x MW) | (MW)
Central Sector
1 | Pakal Dul (CVPPL) | J&K | 4x250 | 1000 | 28.10.14 | 2025-26 | JK | 1 | AP | 960
2 | Parbati St. II (NHPC) | H.P. | 4x200 | 800 | 11.09.02 | 2022-23 | HP | 1 | NE | 1150
3 | Tapovan Vishnugad (NTPC) | Uttarakhand | 4x130 | 520 | 11/2006 | 2023-24 | UK | 1 | AS | 2000
4 | Subansiri Lower (NHPC) | Ar. Pr./Assam | 8x250 | 2000 | 09.09.03 | 2023-24 | AS | 1 | BR | 0
5 | Tehri PSS (THDC) | Uttarakhand | 4x250 | 1000 | 18.07.06 | 2022-23 | UK | 0 | CG | 0
6 | Lata Tapovan (NTPC) | Uttarakhand | 3x57 | 171 | 17.07.12 | 2025-26* | UK | 1 | GA | 0
7 | Vishnugad Pipalkoti (THDC) | Uttarakhand | 4x111 | 444 | 21.08.08 | 2023-24 | UK | 1 | GJ | 0
8 | Naitwar Mori (SJVN) | Uttarakhand | 2x30 | 60 | 16.10.17 | 2022-23 | UK | 1 | HR | 0
9 | Ramam-III (NTPC) | West Bengal | 3x40 | 120 | 10.09.14 | 2022-23 | WB | 1 | HP | 2224
10 | Teesta St. VI (NHPC) | Sikkim | 4x125 | 500 | 08.03.19 | 2023-24 | NE | 1 | JK | 2559.5
11 | Ratle (Ratle Hydro) # | J&K | 4x205+1x30 | 850 | 19.12.12 | 2025-26* | JK | 1 | JH | 0
12 | Kiru (CVPPL) | J&K | 4x156 | 624 | 08.03.19 | 2024-25 | JK | 1 | KA | 0
13 | Rangit-IV (NHPC) | SIKKIM | 3x40 | 120 | 06.07.07 | 2024-25* | NE | 1 | KL | 100
14 | Luhri -I (SJVN) | H.P. | 2x80+2x25 | 210 | 01.05.2018 | 2025-26 | HP | 1 | MP | 400
| State Sector | [6 empty] | 1 | MH | 0
15 | Parnai (JKSPDC) | J&K | 3x12.5 | 37.5 | 21.10.13 | 2022-23 | JK | 1 | OD | 0
16 | Lower Kalnai (JKSPDC) | J&K | 2x24 | 48 | 16.08.13 | 2025-26* | JK | 1 | PB | 206
17 | Uhl-III (BVPCL) | H.P. | 3x33.33 | 100 | 19.09.02 | 2022-23 | HP | 1 | RJ | 0
18 | Shongtom Karcham (HPPCL) | H.P. | 3x150 | 450 | 16.08.12 | 2024-25 | HP | 1 | TN | 0
19 | Vyasi (UJVNL) | Uttarakhand | 2x60 | 120 | 25.10.11 | 2022-23 | UK | 1 | TS | 0
20 | Shahpurkandi (PSPCL) | Punjab | 3x33+3x33+1x8 | 206 | 04.05.11 | 2024-25 | PB | 1 | UP | 0
21 | Koyna Left Bank (WRDMah) | Maharashtra | 2x40 | 80 | 20.02.04 | 2025-26* | MH | 0 | UK | 1391
22 | Indrasagar Polavaram (PPA) | Andhra Pradesh | 12x80 | 960 | 25.02.09 | 2024-26* | AP | 1 | WB | 120
23 | Pallivasal (KSEB) | Kerala | 2x30 | 60 | Jan., 07 | 2021-22 | KL | 1 | UT | 0
24 | Thottiyar (KSEB) | Kerala | 1x30+1x10 | 40 | 05.06.08 | 2021-22 | KL | 1 | DL | 0
25 | Kundah Pumped Storage-I (TANGENDCO) | Tamil Nadu | 4x125 | 500 | 15.02.18 | 2023-24 | TN | 0
| Private Sector | [6 empty] | 1
26 | Sorang (Himachal Sorang Power) | H.P. | 2x50 | 100 | 09.06.06 | 2021-22 | HP | 1
27 | Tidong-I (Statkraft India Pvt. Ltd.) | H.P. | 2x50 | 100 | 28.07.06 | 2022-23 | HP | 1
28 | Tangnu Romai- I (Tangu Romai Power Genreation.) | H.P. | 2x22 | 44 | 30.11.07 | 2024-25* | HP | 1
29 | Bajoli Holi (GMR) | H.P. | 3x60 | 180 | 30.12.11 | 2021-22 | HP | 1
30 | Phata Byung (LANCO) | Uttarakhand | 2x38 | 76 | 06.10.08 | 2024-25* | UK | 1
31 | Maheshwar (SMHPCL) ## | M.P. | 10x40 | 400 | 30.12.96 | 2023-24* | MP | 1
32 | Bhasmey (GATI Infrstructure) | Sikkim | 2x25.5 | 51 | Dec-08 | 2024-25* | NE | 1
33 | Rangit-II (Sikkim Hydro Power) | Sikkim | 2x33 | 66 | 10.02.10 | 2024-25* | NE | 1
34 | Rongnichu (Madhya Bharat Power) | Sikkim | 2x56.5 | 113 | 01.10.08 | 2021-22 | NE | 1
35 | Panan (Himagiri Hydro Energy) | Sikkim | 4x75 | 300 | 07.03.11 | 2025-26* | NE | 1
36 | Kutehr (JSW Energy (Kutehr)Ltd. | H.P. | 3x80 | 240 | 30.03.10 | 2024-25 | HP | 1
# Govt. of J&K, PDD have terminated PPA on 09.02.2017 and directed JKSPDC to take over the project. MoU between NHPC (51% share) & JKSPDC (49% share) signed for implementation of project in JV mode on 03.02.2019. ## PFC as lead lender have acquired majority equity i.e. 51% in the SMHPCL w.e.f. 1st June, 2016. Matter Sub-judice. *Stalled Projects Commissioning subject to Re-Start of works. | [7 empty] | 1

## HYDRO
Source: https://cea.nic.in/wp-content/uploads/2020/03/hydro_review-2018.pdf
TABLE 1.1 REGION-WISE/STATE-WISE STATUS OF HYDRO-ELECTRIC CAPACITY (In terms of Installed Capacity-above 25 MW as on 31.03.2019)
|  |  | Identified Capacity as per reassessment study (MW) |  | Capacity Developed |  | Capacity Under construction |  | Capacity yet to be developed |  |  |  | EG_LH |  |  |  | MinCapacity (MW) | [12 empty] | MaxCapacity (MW)
|  |  | Total (MW) | Above 25MW | (MW) | (%) | (MW) | (%) | (MW) | (%) |  | Potential | Pipeline at the beginning of FY21 | Capacity comissioned in FY21 (March 2021) | Remaining Potential after FY26 | Share of potential | SubGeography2 | 2021 | 2022 | 2023 | 2024 | 2025 | 2026 | 2027 | 2028 | 2029 | 2030 | 2031 | Captive as % of utility | SubGeography2 | 2021 | 2022 | 2023 | 2024 | 2025 | 2026 | 2027 | 2028 | 2029 | 2030 | 2031
NR | JK | Jammu & Kashmir | 14146 | 13543 | 3449 | 25.47 | 1935.5 | 14.29 | 8158.5 | 60.24 | AP | 0 | 960 | 0 | 0 | 0 | AP | 0 | 160 | 160 | 160 | 160 | 160 | 160 | 0 | 0 | 0 | 0 | 0.1165% | AP | 0 | 160.1863 | 160.1863 | 160.1863 | 160.1863 | 160.1863 | 160.1863 | 0 | 0 | 0 | 0
NR | HP | Himachal Pradesh | 18820 | 18540 | 9809 | 52.91 | 1885 | 10.17 | 6846 | 36.93 | NE | 52999 | 1150 | 431 | 51849 | 0.61187 | NE | 431 | 191.6667 | 191.6667 | 191.6667 | 191.6667 | 191.6667 | 191.6667 | 0 | 0 | 0 | 0 | 0% | NE | 431 | 191.6667 | 191.6667 | 191.6667 | 191.6667 | 191.6667 | 917.8005 | 917.8005 | 917.8005 | 917.8005 | 917.8005
NR | PB | Punjab | 971 | 971 | 1096.3 | 100 | 206 | 21.22 | 0 | 0 | AS | 300 | 2000 | 0 | 0 | 0 | AS | 0 | 333.3333 | 333.3333 | 333.3333 | 333.3333 | 333.3333 | 333.3333 | 0 | 0 | 0 | 0 | 0% | AS | 0 | 333.3333 | 333.3333 | 333.3333 | 333.3333 | 333.3333 | 333.3333 | 0 | 0 | 0 | 0
NR | HR | Haryana | 64 | 64 | 0 | 0 | 0 | 0 | 0 | 0 | BR | 0 | 0 | 0 | 0 | 0 | BR | 0 | 0 | 0 | 0 | 0 | 0 | 0 | 0 | 0 | 0 | 0 | 0% | BR | 0 | 0 | 0 | 0 | 0 | 0 | 0 | 0 | 0 | 0 | 0
NR | RJ | Rajasthan | 496 | 483 | 411 | 85.09 | 0 | 0 | 0 | 0 | CG | 2082 | 0 | 0 | 2082 | 0.02457 | CG | 0 | 0 | 0 | 0 | 0 | 0 | 0 | 0 | 0 | 0 | 0 | 18.56% | CG | 0 | 0 | 0 | 0 | 0 | 0 | 36.8543 | 36.8543 | 36.8543 | 36.8543 | 36.8543
NR | UK | Uttarakhand | 18175 | 17998 | 3756.4 | 20.87 | 1490 | 8.28 | 12751.7 | 70.85 | GA | 55 | 0 | 6.5 | 55 | 0.00064905 | GA | 6.5 | 0 | 0 | 0 | 0 | 0 | 0 | 0 | 0 | 0 | 0 | 0% | GA | 6.5 | 0 | 0 | 0 | 0 | 0 | 0.97358 | 0.97358 | 0.97358 | 0.97358 | 0.97358
NR | UP | Uttar Pradesh | 723 | 664 | 501.6 | 75.54 | 0 | 0 | 162.4 | 24.46 | GJ | 0 | 0 | 0 | 0 | 0 | GJ | 0 | 0 | 0 | 0 | 0 | 0 | 0 | 0 | 0 | 0 | 0 | 0.1281% | GJ | 0 | 0 | 0 | 0 | 0 | 0 | 0 | 0 | 0 | 0 | 0
[5 empty] | 19023.3 |  | 5516.5 |  |  |  | HR | 0 | 0 | 0 | 0 | 0 | HR | 0 | 0 | 0 | 0 | 0 | 0 | 0 | 0 | 0 | 0 | 0 | 0% | HR | 0 | 0 | 0 | 0 | 0 | 0 | 0 | 0 | 0 | 0 | 0
WR | MP | Madhya Pradesh | 2243 | 1970 | 2235 | 100 | 400 | 20.3 | 0 | 0 | HP | 6846 | 2224 | 0 | 4622 | 0.054544 | HP | 0 | 370.6667 | 370.6667 | 370.6667 | 370.6667 | 370.6667 | 370.6667 | 0 | 0 | 0 | 0 | 0.03568% | HP | 0 | 370.7989 | 370.7989 | 370.7989 | 370.7989 | 370.7989 | 370.7989 | 81.8159 | 81.8159 | 81.8159 | 81.8159
WR | CG | Chhattisgarh | 2242 | 2202 | 120 | 5.45 | 0 | 0 | 2082 | 94.55 | JK | 8158.5 | 2559.5 | 27.5 | 5599 | 0.066073 | JK | 27.5 | 426.5833 | 426.5833 | 426.5833 | 426.5833 | 426.5833 | 426.5833 | 0 | 0 | 0 | 0 | 0% | JK | 27.5 | 426.5833 | 426.5833 | 426.5833 | 426.5833 | 426.5833 | 426.5833 | 99.1102 | 99.1102 | 99.1102 | 99.1102
WR | GJ | Gujarat | 619 | 590 | 550 | 100 | 0 | 0 | 0 | 0 | JH | 0 | 0 | 0 | 0 | 0 | JH | 0 | 0 | 0 | 0 | 0 | 0 | 0 | 0 | 0 | 0 | 0 | 0% | JH | 0 | 0 | 0 | 0 | 0 | 0 | 0 | 0 | 0 | 0 | 0
WR | MH | Maharashtra | 3769 | 3314 | 2647 | 79.87 | 0 | 0 | 667 | 20.13 | KA | 2814.8 | 0 | 0 | 2814.8 | 0.033217 | KA | 0 | 0 | 0 | 0 | 0 | 0 | 0 | 0 | 0 | 0 | 0 | 0.7018% | KA | 0 | 0 | 0 | 0 | 0 | 0 | 49.8259 | 49.8259 | 49.8259 | 49.8259 | 49.8259
WR | GA | Goa | 55 | 55 | 0 | 0 | 0 | 0 | 55 | 100 | KL | 1421.5 | 100 | 0 | 1321.5 | 0.015595 | KL | 0 | 16.6667 | 16.6667 | 16.6667 | 16.6667 | 16.6667 | 16.6667 | 0 | 0 | 0 | 0 | 2.909% | KL | 0 | 17.1514 | 17.1514 | 17.1514 | 17.1514 | 17.1514 | 23.3924 | 23.3924 | 23.3924 | 23.3924 | 23.3924
[5 empty] | 5552 |  | 400 |  |  |  | MP | 0 | 400 | 1 | 0 | 0 | MP | 1 | 66.6667 | 66.6667 | 66.6667 | 66.6667 | 66.6667 | 66.6667 | 0 | 0 | 0 | 0 | 0% | MP | 1 | 66.6667 | 66.6667 | 66.6667 | 66.6667 | 66.6667 | 66.6667 | 0 | 0 | 0 | 0
SR | AP | Andhra Pradesh | 2366 | 2341 | 1610 | 68.77 | 960 | 41.01 | 0 | 0 | MH | 667 | 0 | 0 | 667 | 0.0078712 | MH | 0 | 0 | 0 | 0 | 0 | 0 | 0 | 0 | 0 | 0 | 0 | 0.7934% | MH | 0 | 0 | 0 | 0 | 0 | 0 | 11.8068 | 11.8068 | 11.8068 | 11.8068 | 11.8068
SR | TS | Telangana | 2058 | 2019 | 800 | 39.62 | 0 | 0 | 1219 | 60.38 | OD | 838.8 | 0 | 0 | 838.8 | 0.0098986 | OD | 0 | 0 | 0 | 0 | 0 | 0 | 0 | 0 | 0 | 0 | 0 | 0% | OD | 0 | 0 | 0 | 0 | 0 | 0 | 14.8479 | 14.8479 | 14.8479 | 14.8479 | 14.8479
SR | KA | Karnataka | 6602 | 6459 | 3644.2 | 56.42 | 0 | 0 | 2814.8 | 43.58 | PB | 0 | 206 | 99 | 0 | 0 | PB | 99 | 34.3333 | 34.3333 | 34.3333 | 34.3333 | 34.3333 | 34.3333 | 0 | 0 | 0 | 0 | 0% | PB | 99 | 34.3333 | 34.3333 | 34.3333 | 34.3333 | 34.3333 | 34.3333 | 0 | 0 | 0 | 0
SR | KL | Kerala | 3514 | 3378 | 1856.5 | 54.96 | 100 | 2.96 | 1421.5 | 42.08 | RJ | 0 | 0 | 0 | 0 | 0 | RJ | 0 | 0 | 0 | 0 | 0 | 0 | 0 | 0 | 0 | 0 | 0 | 0% | RJ | 0 | 0 | 0 | 0 | 0 | 0 | 0 | 0 | 0 | 0 | 0
SR | TN | Tamil Nadu | 1918 | 1693 | 1778.2 | 100 | 0 | 0 | 0 | 0 | TN | 0 | 0 | 0 | 0 | 0 | TN | 0 | 0 | 0 | 0 | 0 | 0 | 0 | 0 | 0 | 0 | 0 | 0% | TN | 0 | 0 | 0 | 0 | 0 | 0 | 0 | 0 | 0 | 0 | 0
[5 empty] | 9688.9 |  | 1060 |  |  |  | TS | 1219 | 0 | 0 | 1219 | 0.014385 | TS | 0 | 0 | 0 | 0 | 0 | 0 | 0 | 0 | 0 | 0 | 0 | 0% | TS | 0 | 0 | 0 | 0 | 0 | 0 | 21.578 | 21.578 | 21.578 | 21.578 | 21.578
WR | JH | Jharkhand | 753 | 582 | 170 | 29.21 | 0 | 0 | 412 | 70.79 | UP | 162.4 | 0 | 0 | 162.4 | 0.0019165 | UP | 0 | 0 | 0 | 0 | 0 | 0 | 0 | 0 | 0 | 0 | 0 | 0% | UP | 0 | 0 | 0 | 0 | 0 | 0 | 2.8747 | 2.8747 | 2.8747 | 2.8747 | 2.8747
WR | BR | Bihar | 70 | 40 | 0 | 0 | 0 | 0 | 0 | 0 | UK | 12751.7 | 1391 | 6.5 | 11360.7 | 0.13407 | UK | 6.5 | 231.8333 | 231.8333 | 231.8333 | 231.8333 | 231.8333 | 231.8333 | 0 | 0 | 0 | 0 | 0% | UK | 6.5 | 231.8333 | 231.8333 | 231.8333 | 231.8333 | 231.8333 | 231.8333 | 201.1004 | 201.1004 | 201.1004 | 201.1004
WR | OD | Odisha | 2999 | 2981 | 2142.3 | 71.86 | 0 | 0 | 838.8 | 28.14 | WB | 2267.8 | 120 | 0 | 2147.8 | 0.025346 | WB | 0 | 20 | 20 | 20 | 20 | 20 | 20 | 0 | 0 | 0 | 0 | 0% | WB | 0 | 20 | 20 | 20 | 20 | 20 | 38.0191 | 38.0191 | 38.0191 | 38.0191 | 38.0191
WR | WB | West Bengal | 2841 | 2829 | 441.2 | 15.6 | 120 | 4.24 | 2267.8 | 80.16 | UT | 0 | 0 | 111 | 0 | 0 | UT | 111 | 0 | 0 | 0 | 0 | 0 | 0 | 0 | 0 | 0 | 0 | 0% | UT | 111 | 0 | 0 | 0 | 0 | 0 | 0 | 0 | 0 | 0 | 0
NER | NE | Sikkim | 4286 | 4248 | 2169 | 51.06 | 1133 | 26.67 | 946 | 22.27 | DL | 0 | 0 | 0 | 0 | 0 | DL | 0 | 0 | 0 | 0 | 0 | 0 | 0 | 0 | 0 | 0 | 0 | 0% | DL | 0 | 0 | 0 | 0 | 0 | 0 | 0 | 0 | 0 | 0 | 0
[5 empty] | 4922.5 |  | 1253 | [5 empty] | 11110.5 |  | 84739 |  | We spread this out till 2027
NER | NE | Tripura | 15 | 0 | 0 | 0 | 0 | 0 | 0 | 0 | [19 empty] | Maximum allowed Capacity | [6 empty] | 1500 | 1500 | 1500 | 1500 | 1500
NER | NE | Manipur | 1784 | 1761 | 105 | 5.96 | 0 | 0 | 1656 | 94.04
NER | AS | Assam | 680 | 65 | 350 | 53.85 | 0 | 0 | 300 | 46.15
NER | NE | Nagaland | 1574 | 1452 | 75 | 5.17 | 0 | 0 | 1377 | 94.83
NER | NE | Arunachal Pradesh | 50328 | 50064 | 515 | 1.03 | 2600 | 5.19 | 46949 | 93.78
NER | NE | Mizoram | 2196 | 2131 | 60 | 2.82 | 0 | 0 | 2071 | 97.18
[5 empty] | 1105 |  | 2600
|  |  | 146307 | 142437 | 40291.7 |  | 10829.5 |  | 92995.5
Note:- In addition, 9 PSS of 4785.60 MW capacity are in operation, 3 PSS of 1205 MW capacity are under
construction, 1 PSS of 1000 MW capacity is concurred by CEA, 5 PSS of 3820 MW capacity are under
S&I and 1 PSS of 660 MW capacity is under held-up list .
Installed Capacity at the end of FY19,20,21 respectively. Source: CEA
|  |  | Capacity Installed |  |  | Capacity added
|  |  | 2019 | 2020 | 2021 | 2020 | 2021
Uttar Pradesh | NR | UP | 723.09 | 740.09 | 723.09 | 17 | 0
Uttarakhand | NR | UK | 1966.52 | 2312.02 | 2318.52 | 345.5 | 6.5
Chandigarh | NR | UT | 2910.48 | 2812.88 | 2923.88 | 0 | 111
Delhi | NR | DL | 2321.88 | 2321.88 | 2321.88 | 0 | 0
Haryana | NR | HR | 3809.12 | 3818.62 | 3809.12 | 9.5 | 0
Himachal Pradesh | NR | HP | 1939.19 | 1953.19 | 1939.19 | 14 | 0
Jammu & Kashmir | NR | JK | 3368.63 | 3396.53 | 3424.03 | 27.9 | 27.5
Punjab | NR | PB | 1815.69 | 1876.89 | 1975.89 | 61.2 | 99
Rajasthan | NR | RJ | 101.71 | 102.21 | 101.71 | 0.5 | 0
Madhya Pradesh | WR | MP | 0 | 1 | 2 | 1 | 1
Chhattisgarh | WR | CG | 0 | 0 | 0 | 0 | 0
Maharashtra | WR | MH | 772 | 796 | 772 | 24 | 0
Dadra & Nagar Naveli | WR | UT | 3223.66 | 3239.66 | 3223.66 | 16 | 0
Goa | WR | GA | 220 | 226.5 | 233 | 6.5 | 6.5
Daman & Diu | WR | UT | 3331.84 | 3359.34 | 3331.84 | 27.5 | 0
Gujarat | WR | GJ | 0 | 0 | 0 | 0 | 0
Tripura | NER | NE | 457.08 | 489.58 | 522.08 | 32.5 | 32.5
Manipur | NER | NE | 116.55 | 158.05 | 544.55 | 41.5 | 386.5
Nagaland | NER | NE | 394.27 | 401.77 | 409.27 | 7.5 | 7.5
Mizoram | NER | NE | 68.49 | 75.99 | 68.49 | 7.5 | 0
Assam | NER | AS | 95.34 | 102.34 | 95.34 | 7 | 0
Arunachal Pradesh | NER | NE | 57.33 | 61.83 | 66.33 | 4.5 | 4.5
Meghalaya | NER | NE | 97.94 | 102.44 | 97.94 | 4.5 | 0

## PHWR&GAS
S.No. | Project | Capacity (MWe) | Expected Date of Commercial Operation | https://www.npcil.nic.in/content/297_1_ProjectConstructionStatus.aspx
1 | Kakrapar Atomic Power Project - 3&4 | 2 x 700 | Unit 3 – Mar-2021 | Accessed on 30/04/2021
Unit 4 – Under Review
2 | Rajasthan Atomic Power Project - 7&8 | 2 x 700 | Unit 7 – Under Review
Unit 8 – Under Review
3 | Kudankulam Nuclear Power Project - 3&4 | 2 x 1000 | Unit 3 – Mar-2023 | MinCapacity (MW) |  | Based on available data of the progress, we consider that it takes at least 11 years from the time of first concrete pour. Therefore, we assume Kakrapar-3 gets commissioned in FY22. That is 11 years after first pour of concrete and 3 years after erection of feeders, and Kakrapur 4 in FY24. Similarly we add RAPS (Rawatbhata) units are assummed to be commissioned in FY23 and FY25. And since Kundankulam-3&4 seem to be well behind, we push them out into FY27 and FY28.
|  |  | Unit 4 – Nov-2023 | EG_PHWR | [14 empty] | MaxCapacity (MW) |  | Kept same as min capacity given gestation periods for PHWR
|  |  |  | SubGeography2 | 2021 | 2022 | 2023 | 2024 | 2025 | 2026 | 2027 | 2028 | 2029 | 2030 | 2031 |  |  |  | SubGeography2 | 2021 | 2022 | 2023 | 2024 | 2025 | 2026 | 2027 | 2028 | 2029 | 2030 | 2031
https://cea.nic.in/wp-content/uploads/2020/04/nep_jan_2018.pdf |  |  |  | AP | 0 | 0 | 0 | 0 | 0 | 0 | 0 | 0 | 0 | 0 | 0 |  |  |  | AP | 0 | 0 | 0 | 0 | 0 | 0 | 0 | 0 | 0 | 0 | 0
5.2 Annexure 5.2 |  |  |  | NE | 0 | 0 | 0 | 0 | 0 | 0 | 0 | 0 | 0 | 0 | 0 |  |  |  | NE | 0 | 0 | 0 | 0 | 0 | 0 | 0 | 0 | 0 | 0 | 0
|  |  |  | AS | 0 | 0 | 0 | 0 | 0 | 0 | 0 | 0 | 0 | 0 | 0 |  |  |  | AS | 0 | 0 | 0 | 0 | 0 | 0 | 0 | 0 | 0 | 0 | 0
|  |  |  | BR | 0 | 0 | 0 | 0 | 0 | 0 | 0 | 0 | 0 | 0 | 0 |  |  |  | BR | 0 | 0 | 0 | 0 | 0 | 0 | 0 | 0 | 0 | 0 | 0
|  |  |  | CG | 0 | 0 | 0 | 0 | 0 | 0 | 0 | 0 | 0 | 0 | 0 |  |  |  | CG | 0 | 0 | 0 | 0 | 0 | 0 | 0 | 0 | 0 | 0 | 0
|  |  |  | GA | 0 | 0 | 0 | 0 | 0 | 0 | 0 | 0 | 0 | 0 | 0 |  |  |  | GA | 0 | 0 | 0 | 0 | 0 | 0 | 0 | 0 | 0 | 0 | 0
|  |  |  | GJ | 0 | 700 | 0 | 700 | 0 | 0 | 0 | 0 | 0 | 0 | 0 |  |  |  | GJ | 0 | 700 | 0 | 700 | 0 | 0 | 0 | 0 | 0 | 0 | 0
|  |  |  | HR | 0 | 0 | 0 | 0 | 0 | 0 | 0 | 0 | 0 | 0 | 0 |  |  |  | HR | 0 | 0 | 0 | 0 | 0 | 0 | 0 | 0 | 0 | 0 | 0
|  |  |  | HP | 0 | 0 | 0 | 0 | 0 | 0 | 0 | 0 | 0 | 0 | 0 |  |  |  | HP | 0 | 0 | 0 | 0 | 0 | 0 | 0 | 0 | 0 | 0 | 0
|  |  |  | JK | 0 | 0 | 0 | 0 | 0 | 0 | 0 | 0 | 0 | 0 | 0 |  |  |  | JK | 0 | 0 | 0 | 0 | 0 | 0 | 0 | 0 | 0 | 0 | 0
|  |  |  | JH | 0 | 0 | 0 | 0 | 0 | 0 | 0 | 0 | 0 | 0 | 0 |  |  |  | JH | 0 | 0 | 0 | 0 | 0 | 0 | 0 | 0 | 0 | 0 | 0
|  |  |  | KA | 0 | 0 | 0 | 0 | 0 | 0 | 0 | 0 | 0 | 0 | 0 |  |  |  | KA | 0 | 0 | 0 | 0 | 0 | 0 | 0 | 0 | 0 | 0 | 0
|  |  |  | KL | 0 | 0 | 0 | 0 | 0 | 0 | 0 | 0 | 0 | 0 | 0 |  |  |  | KL | 0 | 0 | 0 | 0 | 0 | 0 | 0 | 0 | 0 | 0 | 0
|  |  |  | MP | 0 | 0 | 0 | 0 | 0 | 0 | 0 | 0 | 0 | 0 | 0 |  |  |  | MP | 0 | 0 | 0 | 0 | 0 | 0 | 0 | 0 | 0 | 0 | 0
|  |  |  | MH | 0 | 0 | 0 | 0 | 0 | 0 | 0 | 0 | 0 | 0 | 0 |  |  |  | MH | 0 | 0 | 0 | 0 | 0 | 0 | 0 | 0 | 0 | 0 | 0
|  |  |  | OD | 0 | 0 | 0 | 0 | 0 | 0 | 0 | 0 | 0 | 0 | 0 |  |  |  | OD | 0 | 0 | 0 | 0 | 0 | 0 | 0 | 0 | 0 | 0 | 0
|  |  |  | PB | 0 | 0 | 0 | 0 | 0 | 0 | 0 | 0 | 0 | 0 | 0 |  |  |  | PB | 0 | 0 | 0 | 0 | 0 | 0 | 0 | 0 | 0 | 0 | 0
|  |  |  | RJ | 0 | 0 | 700 | 0 | 700 | 0 | 0 | 0 | 0 | 0 | 0 |  |  |  | RJ | 0 | 0 | 700 | 0 | 700 | 0 | 0 | 0 | 0 | 0 | 0
|  |  |  | TN | 0 | 0 | 0 | 0 | 0 | 0 | 1000 | 1000 | 0 | 0 | 0 |  |  |  | TN | 0 | 0 | 0 | 0 | 0 | 0 | 1000 | 1000 | 0 | 0 | 0
|  |  |  | TS | 0 | 0 | 0 | 0 | 0 | 0 | 0 | 0 | 0 | 0 | 0 |  |  |  | TS | 0 | 0 | 0 | 0 | 0 | 0 | 0 | 0 | 0 | 0 | 0
|  |  |  | UP | 0 | 0 | 0 | 0 | 0 | 0 | 0 | 0 | 0 | 0 | 0 |  |  |  | UP | 0 | 0 | 0 | 0 | 0 | 0 | 0 | 0 | 0 | 0 | 0
|  |  |  | UK | 0 | 0 | 0 | 0 | 0 | 0 | 0 | 0 | 0 | 0 | 0 |  |  |  | UK | 0 | 0 | 0 | 0 | 0 | 0 | 0 | 0 | 0 | 0 | 0
|  |  |  | WB | 0 | 0 | 0 | 0 | 0 | 0 | 0 | 0 | 0 | 0 | 0 |  |  |  | WB | 0 | 0 | 0 | 0 | 0 | 0 | 0 | 0 | 0 | 0 | 0
|  |  |  | UT | 0 | 0 | 0 | 0 | 0 | 0 | 0 | 0 | 0 | 0 | 0 |  |  |  | UT | 0 | 0 | 0 | 0 | 0 | 0 | 0 | 0 | 0 | 0 | 0
|  |  |  | DL | 0 | 0 | 0 | 0 | 0 | 0 | 0 | 0 | 0 | 0 | 0 |  |  |  | DL | 0 | 0 | 0 | 0 | 0 | 0 | 0 | 0 | 0 | 0 | 0
|  |  |  | MinCapacity (MW) | [14 empty] | MaxCapacity (MW)
|  |  |  | EG_CCGT | [11 empty] | Captive as % of utility | ECT_LegacyCapacity |  | EG_CCGT
|  |  |  | SubGeography2 | 2021 | 2022 | 2023 | 2024 | 2025 | 2026 | 2027 | 2028 | 2029 | 2030 | 2031 |  | EG_CCGT |  | SubGeography2 | 2021 | 2022 | 2023 | 2024 | 2025 | 2026 | 2027 | 2028 | 2029 | 2030 | 2031
http://karnatakapower.com/wp-content/uploads/2019/12/kpcl_annual_report_2018_19.pdf?x86893 |  |  |  | AP | 0 | 0 | 0 | 0 | 0 | 0 | 0 | 0 | 0 | 0 | 0 | 4.07% | 5097.906 | 0.15797 | AP | 0 | 0 | 150.0721 | 150.0721 | 150.0721 | 150.0721 | 150.0721 | 150.0721 | 150.0721 | 150.0721 | 150.0721
pp 22: Completion date Sep 2021 |  |  |  | NE | 0 | 0 | 0 | 0 | 0 | 0 | 0 | 0 | 0 | 0 | 0 | 0% | 1132.1 | 0.035081 | NE | 0 | 0 | 33.3268 | 33.3268 | 33.3268 | 33.3268 | 33.3268 | 33.3268 | 33.3268 | 33.3268 | 33.3268
https://cea.nic.in/wp-content/uploads/thermal_broad/2021/02/broad_status.pdf |  |  |  | AS | 0 | 36.15 | 0 | 0 | 0 | 0 | 0 | 0 | 0 | 0 | 0 | 57.36% | 1012.914 | 0.031388 | AS | 0 | 56.8849 | 29.8182 | 29.8182 | 29.8182 | 29.8182 | 29.8182 | 29.8182 | 29.8182 | 29.8182 | 29.8182
PP21: CEA Broad status monitoring COD date Sep 2021 |  |  |  | BR | 0 | 0 | 0 | 0 | 0 | 0 | 0 | 0 | 0 | 0 | 0 | 0% | 41.544 | 0.0012873 | BR | 0 | 0 | 1.223 | 1.223 | 1.223 | 1.223 | 1.223 | 1.223 | 1.223 | 1.223 | 1.223
|  |  |  | CG | 0 | 0 | 0 | 0 | 0 | 0 | 0 | 0 | 0 | 0 | 0 | 0% | 91.472 | 0.0028345 | CG | 0 | 0 | 2.6928 | 2.6928 | 2.6928 | 2.6928 | 2.6928 | 2.6928 | 2.6928 | 2.6928 | 2.6928
|  |  |  | GA | 0 | 0 | 0 | 0 | 0 | 0 | 0 | 0 | 0 | 0 | 0 | 173.5% | 131.3 | 0.0040686 | GA | 0 | 0 | 3.8652 | 3.8652 | 3.8652 | 3.8652 | 3.8652 | 3.8652 | 3.8652 | 3.8652 | 3.8652
|  |  |  | GJ | 0 | 0 | 0 | 0 | 0 | 0 | 0 | 0 | 0 | 0 | 0 | 39.22% | 10513.05 | 0.32577 | GJ | 0 | 0 | 309.4831 | 309.4831 | 309.4831 | 309.4831 | 309.4831 | 309.4831 | 309.4831 | 309.4831 | 309.4831
|  |  |  | HR | 0 | 0 | 0 | 0 | 0 | 0 | 0 | 0 | 0 | 0 | 0 | 109.7% | 905.207 | 0.02805 | HR | 0 | 0 | 26.6475 | 26.6475 | 26.6475 | 26.6475 | 26.6475 | 26.6475 | 26.6475 | 26.6475 | 26.6475
|  |  |  | HP | 0 | 0 | 0 | 0 | 0 | 0 | 0 | 0 | 0 | 0 | 0 | 0% | 0 | 0 | HP | 0 | 0 | 0 | 0 | 0 | 0 | 0 | 0 | 0 | 0 | 0
|  |  |  | JK | 0 | 0 | 0 | 0 | 0 | 0 | 0 | 0 | 0 | 0 | 0 | 0% | 175 | 0.0054228 | JK | 0 | 0 | 5.1516 | 5.1516 | 5.1516 | 5.1516 | 5.1516 | 5.1516 | 5.1516 | 5.1516 | 5.1516
|  |  |  | JH | 0 | 0 | 0 | 0 | 0 | 0 | 0 | 0 | 0 | 0 | 0 | 0% | 102 | 0.0031607 | JH | 0 | 0 | 3.0027 | 3.0027 | 3.0027 | 3.0027 | 3.0027 | 3.0027 | 3.0027 | 3.0027 | 3.0027
|  |  |  | KA | 0 | 370 | 0 | 0 | 0 | 0 | 0 | 0 | 0 | 0 | 0 | 0% | 506.9 | 0.015707 | KA | 0 | 370 | 14.9221 | 14.9221 | 14.9221 | 14.9221 | 14.9221 | 14.9221 | 14.9221 | 14.9221 | 14.9221
|  |  |  | KL | 0 | 0 | 0 | 0 | 0 | 0 | 0 | 0 | 0 | 0 | 0 | 36.64% | 729.06 | 0.022592 | KL | 0 | 0 | 21.4621 | 21.4621 | 21.4621 | 21.4621 | 21.4621 | 21.4621 | 21.4621 | 21.4621 | 21.4621
|  |  |  | MP | 0 | 0 | 0 | 0 | 0 | 0 | 0 | 0 | 0 | 0 | 0 | 0% | 164.356 | 0.005093 | MP | 0 | 0 | 4.8383 | 4.8383 | 4.8383 | 4.8383 | 4.8383 | 4.8383 | 4.8383 | 4.8383 | 4.8383
|  |  |  | MH | 0 | 0 | 0 | 0 | 0 | 0 | 0 | 0 | 0 | 0 | 0 | 21.94% | 3910.696 | 0.12118 | MH | 0 | 0 | 115.1231 | 115.1231 | 115.1231 | 115.1231 | 115.1231 | 115.1231 | 115.1231 | 115.1231 | 115.1231
|  |  |  | OD | 0 | 0 | 0 | 0 | 0 | 0 | 0 | 0 | 0 | 0 | 0 | 0% | 373 | 0.011558 | OD | 0 | 0 | 10.9804 | 10.9804 | 10.9804 | 10.9804 | 10.9804 | 10.9804 | 10.9804 | 10.9804 | 10.9804
|  |  |  | PB | 0 | 0 | 0 | 0 | 0 | 0 | 0 | 0 | 0 | 0 | 0 | 0% | 75.242 | 0.0023316 | PB | 0 | 0 | 2.215 | 2.215 | 2.215 | 2.215 | 2.215 | 2.215 | 2.215 | 2.215 | 2.215
|  |  |  | RJ | 0 | 0 | 0 | 0 | 0 | 0 | 0 | 0 | 0 | 0 | 0 | 9.901% | 1124.429 | 0.034843 | RJ | 0 | 0 | 33.1009 | 33.1009 | 33.1009 | 33.1009 | 33.1009 | 33.1009 | 33.1009 | 33.1009 | 33.1009
|  |  |  | TN | 0 | 0 | 0 | 0 | 0 | 0 | 0 | 0 | 0 | 0 | 0 | 28.96% | 1324.657 | 0.041048 | TN | 0 | 0 | 38.9953 | 38.9953 | 38.9953 | 38.9953 | 38.9953 | 38.9953 | 38.9953 | 38.9953 | 38.9953
|  |  |  | TS | 0 | 0 | 0 | 0 | 0 | 0 | 0 | 0 | 0 | 0 | 0 | 0% | 1 | 3.0987e-05 | TS | 0 | 0 | 0.029438 | 0.029438 | 0.029438 | 0.029438 | 0.029438 | 0.029438 | 0.029438 | 0.029438 | 0.029438
|  |  |  | UP | 0 | 0 | 0 | 0 | 0 | 0 | 0 | 0 | 0 | 0 | 0 | 21.28% | 1810.865 | 0.056114 | UP | 0 | 0 | 53.3082 | 53.3082 | 53.3082 | 53.3082 | 53.3082 | 53.3082 | 53.3082 | 53.3082 | 53.3082
|  |  |  | UK | 0 | 0 | 0 | 0 | 0 | 0 | 0 | 0 | 0 | 0 | 0 | 2.198% | 459.89 | 0.014251 | UK | 0 | 0 | 13.5382 | 13.5382 | 13.5382 | 13.5382 | 13.5382 | 13.5382 | 13.5382 | 13.5382 | 13.5382
|  |  |  | WB | 0 | 0 | 0 | 0 | 0 | 0 | 0 | 0 | 0 | 0 | 0 | 211.8% | 311.828 | 0.0096627 | WB | 0 | 0 | 9.1796 | 9.1796 | 9.1796 | 9.1796 | 9.1796 | 9.1796 | 9.1796 | 9.1796 | 9.1796
|  |  |  | UT | 0 | 0 | 0 | 0 | 0 | 0 | 0 | 0 | 0 | 0 | 0 | 110.5% | 68.4 | 0.0021195 | UT | 0 | 0 | 2.0136 | 2.0136 | 2.0136 | 2.0136 | 2.0136 | 2.0136 | 2.0136 | 2.0136 | 2.0136
|  |  |  | DL | 0 | 0 | 0 | 0 | 0 | 0 | 0 | 0 | 0 | 0 | 0 | 0% | 2208.4 | 0.068433 | DL | 0 | 0 | 65.0109 | 65.0109 | 65.0109 | 65.0109 | 65.0109 | 65.0109 | 65.0109 | 65.0109 | 65.0109
[17 empty] | 32271.216 |  | Maximum capacity allowed |  |  | 950 | 950 | 950 | 950 | 950 | 950 | 950 | 950 | 950
|  |  |  | MinCapacity (MW) | [14 empty] | MaxCapacity (MW)
|  |  |  | EG_OCGT | [14 empty] | EG_OCGT
|  |  |  | SubGeography2 | 2021 | 2022 | 2023 | 2024 | 2025 | 2026 | 2027 | 2028 | 2029 | 2030 | 2031 |  |  |  | SubGeography2 | 2021 | 2022 | 2023 | 2024 | 2025 | 2026 | 2027 | 2028 | 2029 | 2030 | 2031
|  |  |  | AP | 0 | 0 | 0 | 0 | 0 | 0 | 0 | 0 | 0 | 0 | 0 |  |  |  | AP | 0 | 0 | 450.2164 | 450.2164 | 450.2164 | 450.2164 | 450.2164 | 450.2164 | 450.2164 | 450.2164 | 450.2164
|  |  |  | NE | 0 | 0 | 0 | 0 | 0 | 0 | 0 | 0 | 0 | 0 | 0 |  |  |  | NE | 0 | 0 | 99.9803 | 99.9803 | 99.9803 | 99.9803 | 99.9803 | 99.9803 | 99.9803 | 99.9803 | 99.9803
|  |  |  | AS | 0 | 0 | 0 | 0 | 0 | 0 | 0 | 0 | 0 | 0 | 0 |  |  |  | AS | 0 | 0 | 89.4545 | 89.4545 | 89.4545 | 89.4545 | 89.4545 | 89.4545 | 89.4545 | 89.4545 | 89.4545
|  |  |  | BR | 0 | 0 | 0 | 0 | 0 | 0 | 0 | 0 | 0 | 0 | 0 |  |  |  | BR | 0 | 0 | 3.6689 | 3.6689 | 3.6689 | 3.6689 | 3.6689 | 3.6689 | 3.6689 | 3.6689 | 3.6689
|  |  |  | CG | 0 | 0 | 0 | 0 | 0 | 0 | 0 | 0 | 0 | 0 | 0 |  |  |  | CG | 0 | 0 | 8.0783 | 8.0783 | 8.0783 | 8.0783 | 8.0783 | 8.0783 | 8.0783 | 8.0783 | 8.0783
|  |  |  | GA | 0 | 0 | 0 | 0 | 0 | 0 | 0 | 0 | 0 | 0 | 0 |  |  |  | GA | 0 | 0 | 11.5956 | 11.5956 | 11.5956 | 11.5956 | 11.5956 | 11.5956 | 11.5956 | 11.5956 | 11.5956
|  |  |  | GJ | 0 | 0 | 0 | 0 | 0 | 0 | 0 | 0 | 0 | 0 | 0 |  |  |  | GJ | 0 | 0 | 928.4494 | 928.4494 | 928.4494 | 928.4494 | 928.4494 | 928.4494 | 928.4494 | 928.4494 | 928.4494
|  |  |  | HR | 0 | 0 | 0 | 0 | 0 | 0 | 0 | 0 | 0 | 0 | 0 |  |  |  | HR | 0 | 0 | 79.9424 | 79.9424 | 79.9424 | 79.9424 | 79.9424 | 79.9424 | 79.9424 | 79.9424 | 79.9424
|  |  |  | HP | 0 | 0 | 0 | 0 | 0 | 0 | 0 | 0 | 0 | 0 | 0 |  |  |  | HP | 0 | 0 | 0 | 0 | 0 | 0 | 0 | 0 | 0 | 0 | 0
|  |  |  | JK | 0 | 0 | 0 | 0 | 0 | 0 | 0 | 0 | 0 | 0 | 0 |  |  |  | JK | 0 | 0 | 15.4549 | 15.4549 | 15.4549 | 15.4549 | 15.4549 | 15.4549 | 15.4549 | 15.4549 | 15.4549
|  |  |  | JH | 0 | 0 | 0 | 0 | 0 | 0 | 0 | 0 | 0 | 0 | 0 |  |  |  | JH | 0 | 0 | 9.008 | 9.008 | 9.008 | 9.008 | 9.008 | 9.008 | 9.008 | 9.008 | 9.008
|  |  |  | KA | 0 | 0 | 0 | 0 | 0 | 0 | 0 | 0 | 0 | 0 | 0 |  |  |  | KA | 0 | 0 | 44.7664 | 44.7664 | 44.7664 | 44.7664 | 44.7664 | 44.7664 | 44.7664 | 44.7664 | 44.7664
|  |  |  | KL | 0 | 0 | 0 | 0 | 0 | 0 | 0 | 0 | 0 | 0 | 0 |  |  |  | KL | 0 | 0 | 64.3862 | 64.3862 | 64.3862 | 64.3862 | 64.3862 | 64.3862 | 64.3862 | 64.3862 | 64.3862
|  |  |  | MP | 0 | 0 | 0 | 0 | 0 | 0 | 0 | 0 | 0 | 0 | 0 |  |  |  | MP | 0 | 0 | 14.5149 | 14.5149 | 14.5149 | 14.5149 | 14.5149 | 14.5149 | 14.5149 | 14.5149 | 14.5149
|  |  |  | MH | 0 | 0 | 0 | 0 | 0 | 0 | 0 | 0 | 0 | 0 | 0 |  |  |  | MH | 0 | 0 | 345.3692 | 345.3692 | 345.3692 | 345.3692 | 345.3692 | 345.3692 | 345.3692 | 345.3692 | 345.3692
|  |  |  | OD | 0 | 0 | 0 | 0 | 0 | 0 | 0 | 0 | 0 | 0 | 0 |  |  |  | OD | 0 | 0 | 32.9411 | 32.9411 | 32.9411 | 32.9411 | 32.9411 | 32.9411 | 32.9411 | 32.9411 | 32.9411
|  |  |  | PB | 0 | 0 | 0 | 0 | 0 | 0 | 0 | 0 | 0 | 0 | 0 |  |  |  | PB | 0 | 0 | 6.6449 | 6.6449 | 6.6449 | 6.6449 | 6.6449 | 6.6449 | 6.6449 | 6.6449 | 6.6449
|  |  |  | RJ | 0 | 0 | 0 | 0 | 0 | 0 | 0 | 0 | 0 | 0 | 0 |  |  |  | RJ | 0 | 0 | 99.3028 | 99.3028 | 99.3028 | 99.3028 | 99.3028 | 99.3028 | 99.3028 | 99.3028 | 99.3028
|  |  |  | TN | 0 | 0 | 0 | 0 | 0 | 0 | 0 | 0 | 0 | 0 | 0 |  |  |  | TN | 0 | 0 | 116.9858 | 116.9858 | 116.9858 | 116.9858 | 116.9858 | 116.9858 | 116.9858 | 116.9858 | 116.9858
|  |  |  | TS | 0 | 0 | 0 | 0 | 0 | 0 | 0 | 0 | 0 | 0 | 0 |  |  |  | TS | 0 | 0 | 0.088314 | 0.088314 | 0.088314 | 0.088314 | 0.088314 | 0.088314 | 0.088314 | 0.088314 | 0.088314
|  |  |  | UP | 0 | 0 | 0 | 0 | 0 | 0 | 0 | 0 | 0 | 0 | 0 |  |  |  | UP | 0 | 0 | 159.9247 | 159.9247 | 159.9247 | 159.9247 | 159.9247 | 159.9247 | 159.9247 | 159.9247 | 159.9247
|  |  |  | UK | 0 | 0 | 0 | 0 | 0 | 0 | 0 | 0 | 0 | 0 | 0 |  |  |  | UK | 0 | 0 | 40.6147 | 40.6147 | 40.6147 | 40.6147 | 40.6147 | 40.6147 | 40.6147 | 40.6147 | 40.6147
|  |  |  | WB | 0 | 0 | 0 | 0 | 0 | 0 | 0 | 0 | 0 | 0 | 0 |  |  |  | WB | 0 | 0 | 27.5388 | 27.5388 | 27.5388 | 27.5388 | 27.5388 | 27.5388 | 27.5388 | 27.5388 | 27.5388
|  |  |  | UT | 0 | 0 | 0 | 0 | 0 | 0 | 0 | 0 | 0 | 0 | 0 |  |  |  | UT | 0 | 0 | 6.0407 | 6.0407 | 6.0407 | 6.0407 | 6.0407 | 6.0407 | 6.0407 | 6.0407 | 6.0407
|  |  |  | DL | 0 | 0 | 0 | 0 | 0 | 0 | 0 | 0 | 0 | 0 | 0 |  |  |  | DL | 0 | 0 | 195.0326 | 195.0326 | 195.0326 | 195.0326 | 195.0326 | 195.0326 | 195.0326 | 195.0326 | 195.0326
[19 empty] | Maximum capacity allowed | 0 | 0 | 2850 | 2850 | 2850 | 2850 | 2850 | 2850 | 2850 | 2850 | 2850

## PV&WIND
| MNRE | BTI | BTI
| Capacity end of FY20 | Capacity comissed as on June 2020 | Capacity in pipeline as on June 2020 | Total Pipeline as on 1 Apr 2020 | Total Comissioned Capactiy as on 1 Apr 2020 | Capacity Added in FY21 | UnderConstruction as per CEA (August 2020) |  |  |  |  | Allocate the balance in these proportions |  |  | EG_WIND | Likely capacity addition: Due to Covid realities, we have moved project completion by one year. Given the average durations being 18-24 months, we have allocated capacities in the three FYs | [10 empty] | Captive as % of utility | Potential
| a | b | c | if(b>a , (c+(b-a)), c) | [7 empty] | 20% | 30% | 50% | MinCapacity | [12 empty] | WIND | Share | MaxCpacity
| EG_WIND | EG_WIND | EG_WIND | EG_WIND | EG_WIND | EG_WIND | 2021 | 2022 | 2023 | 2024 | Balance Pipeline | 2022 | 2023 | 2024 | SubGeography2 | 2021 | 2022 | 2023 | 2024 | 2025 | 2026 | 2027 | 2028 | 2029 | 2030 | 2031 |  |  |  | SubGeography2 | 2021 | 2022 | 2023 | 2024 | 2025 | 2026 | 2027 | 2028 | 2029 | 2030 | 2031
AP | 4092.45 | 4038 | 0 | 0 | 4092.45 | 4.2 | 0 | 0 | 0 | 0 | 0 | 0 | 0 | 0 | AP | 4.2 | 0 | 0 | 0 | 0 | 0 | 0 | 0 | 0 | 0 | 0 | 0.5222% | 74906 | 10.79% | AP | 4.2219 | 0 | 0 | 582.6733 | 971.1222 | 1359.5711 | 1359.5711 | 1359.5711 | 1359.5711 | 1359.5711 | 1359.5711
NE | 0 | 0 | 0 | 0 | 0 | 0 | 0 | 0 | 0 | 0 | 0 | 0 | 0 | 0 | NE | 0 | 0 | 0 | 0 | 0 | 0 | 0 | 0 | 0 | 0 | 0 | 0% | 275 | 0.03961% | NE | 0 | 0 | 0 | 2.1391 | 3.5652 | 4.9913 | 4.9913 | 4.9913 | 4.9913 | 4.9913 | 4.9913
AS | 0 | 0 | 0 | 0 | 0 | 0 | 0 | 0 | 0 | 0 | 0 | 0 | 0 | 0 | AS | 0 | 0 | 0 | 0 | 0 | 0 | 0 | 0 | 0 | 0 | 0 | 0% | 246 | 0.03544% | AS | 0 | 0 | 0 | 1.9136 | 3.1893 | 4.465 | 4.465 | 4.465 | 4.465 | 4.465 | 4.465
BR | 0 | 0 | 0 | 0 | 0 | 0 | 0 | 0 | 0 | 0 | 0 | 0 | 0 | 0 | BR | 0 | 0 | 0 | 0 | 0 | 0 | 0 | 0 | 0 | 0 | 0 | 0% | 3650 | 0.5258% | BR | 0 | 0 | 0 | 28.3924 | 47.3206 | 66.2488 | 66.2488 | 66.2488 | 66.2488 | 66.2488 | 66.2488
CG | 0 | 0 | 0 | 0 | 0 | 0 | 0 | 0 | 0 | 0 | 0 | 0 | 0 | 0 | CG | 0 | 0 | 0 | 0 | 0 | 0 | 0 | 0 | 0 | 0 | 0 | 0% | 348 | 0.05013% | CG | 0 | 0 | 0 | 2.707 | 4.5117 | 6.3163 | 6.3163 | 6.3163 | 6.3163 | 6.3163 | 6.3163
GA | 0 | 0 | 0 | 0 | 0 | 0 | 0 | 0 | 0 | 0 | 0 | 0 | 0 | 0 | GA | 0 | 0 | 0 | 0 | 0 | 0 | 0 | 0 | 0 | 0 | 0 | 0% | 8 | 0.001152% | GA | 0 | 0 | 0 | 0.06223 | 0.10372 | 0.1452 | 0.1452 | 0.1452 | 0.1452 | 0.1452 | 0.1452
GJ | 7541.52 | 7223 | 6189 | 6189 | 7541.52 | 764.9 | 50 | 1830.9 | 1485 | 2020.8 | 802.3 | 160.46 | 240.69 | 401.15 | GJ | 764.9 | 1991.36 | 1725.69 | 2421.95 | 0 | 0 | 0 | 0 | 0 | 0 | 0 | 21.57% | 142560 | 20.54% | GJ | 929.9155 | 2420.9656 | 2097.9814 | 2421.95 | 1848.2255 | 2587.5157 | 2587.5157 | 2587.5157 | 2587.5157 | 2587.5157 | 2587.5157
HR | 0 | 0 | 0 | 0 | 0 | 0 | 0 | 0 | 0 | 0 | 0 | 0 | 0 | 0 | HR | 0 | 0 | 0 | 0 | 0 | 0 | 0 | 0 | 0 | 0 | 0 | 0% | 419 | 0.06036% | HR | 0 | 0 | 0 | 3.2593 | 5.4321 | 7.605 | 7.605 | 7.605 | 7.605 | 7.605 | 7.605
HP | 0 | 0 | 0 | 0 | 0 | 0 | 0 | 0 | 0 | 0 | 0 | 0 | 0 | 0 | HP | 0 | 0 | 0 | 0 | 0 | 0 | 0 | 0 | 0 | 0 | 0 | 0% | 151 | 0.02175% | HP | 0 | 0 | 0 | 1.1746 | 1.9576 | 2.7407 | 2.7407 | 2.7407 | 2.7407 | 2.7407 | 2.7407
JK | 0 | 0 | 0 | 0 | 0 | 0 | 0 | 0 | 0 | 0 | 0 | 0 | 0 | 0 | JK | 0 | 0 | 0 | 0 | 0 | 0 | 0 | 0 | 0 | 0 | 0 | 0% | 3 | 0.0004322% | JK | 0 | 0 | 0 | 0.023336 | 0.038894 | 0.054451 | 0.054451 | 0.054451 | 0.054451 | 0.054451 | 0.054451
JH | 0 | 0 | 0 | 0 | 0 | 0 | 0 | 0 | 0 | 0 | 0 | 0 | 0 | 0 | JH | 0 | 0 | 0 | 0 | 0 | 0 | 0 | 0 | 0 | 0 | 0 | 0% | 0 | 0% | JH | 0 | 0 | 0 | 0 | 0 | 0 | 0 | 0 | 0 | 0 | 0
KA | 4790.6 | 5109 | 1175 | 1493.4 | 4790.6 | 122 | 0 | 0 | 300 | 0 | 1193.4 | 238.68 | 358.02 | 596.7 | KA | 122 | 238.68 | 658.02 | 596.7 | 0 | 0 | 0 | 0 | 0 | 0 | 0 | 2.125% | 124155 | 17.88% | KA | 124.592 | 243.7509 | 672.0001 | 965.7678 | 1609.6131 | 2253.4583 | 2253.4583 | 2253.4583 | 2253.4583 | 2253.4583 | 2253.4583
KL | 62.5 | 58 | 0 | 0 | 62.5 | 0 | 0 | 300 | 0 | 0 | -300 | 0 | 0 | 0 | KL | 0 | 300 | 0 | 0 | 0 | 0 | 0 | 0 | 0 | 0 | 0 | 0% | 2311 | 0.3329% | KL | 0 | 300 | 0 | 17.9766 | 29.9611 | 41.9455 | 41.9455 | 41.9455 | 41.9455 | 41.9455 | 41.9455
MP | 2519.89 | 2493 | 624 | 624 | 2519.89 | 0 | 0 | 0 | 300 | 100 | 224 | 44.8 | 67.2 | 112 | MP | 0 | 44.8 | 367.2 | 212 | 0 | 0 | 0 | 0 | 0 | 0 | 0 | 9.597% | 15404 | 2.219% | MP | 0 | 49.0996 | 402.4411 | 212.0532 | 199.7058 | 279.5882 | 279.5882 | 279.5882 | 279.5882 | 279.5882 | 279.5882
MH | 5000.33 | 5028 | 401 | 428.67 | 5000.33 | 0 | 0 | 0 | 324.4 | 0 | 104.27 | 20.854 | 31.281 | 52.135 | MH | 0 | 20.854 | 355.681 | 52.135 | 0 | 0 | 0 | 0 | 0 | 0 | 0 | 18.14% | 98213 | 14.15% | MH | 0 | 24.6377 | 420.2143 | 763.9721 | 1273.2868 | 1782.6016 | 1782.6016 | 1782.6016 | 1782.6016 | 1782.6016 | 1782.6016
OD | 0 | 0 | 0 | 0 | 0 | 0 | 0 | 0 | 0 | 0 | 0 | 0 | 0 | 0 | OD | 0 | 0 | 0 | 0 | 0 | 0 | 0 | 0 | 0 | 0 | 0 | 0% | 8346 | 1.202% | OD | 0 | 0 | 0 | 64.9213 | 108.2021 | 151.4829 | 151.4829 | 151.4829 | 151.4829 | 151.4829 | 151.4829
PB | 0 | 0 | 0 | 0 | 0 | 0 | 0 | 0 | 0 | 0 | 0 | 0 | 0 | 0 | PB | 0 | 0 | 0 | 0 | 0 | 0 | 0 | 0 | 0 | 0 | 0 | 0% | 278 | 0.04005% | PB | 0 | 0 | 0 | 2.1625 | 3.6041 | 5.0458 | 5.0458 | 5.0458 | 5.0458 | 5.0458 | 5.0458
RJ | 4299.72 | 4311 |  | 11.28 | 4299.72 | 27.1 | 0 | 0 | 0 | 0 | 11.28 | 2.256 | 3.384 | 5.64 | RJ | 27.1 | 2.256 | 3.384 | 5.64 | 0 | 0 | 0 | 0 | 0 | 0 | 0 | 2.065% | 127756 | 18.4% | RJ | 27.6595 | 2.3026 | 3.4539 | 993.779 | 1656.2984 | 2318.8177 | 2318.8177 | 2318.8177 | 2318.8177 | 2318.8177 | 2318.8177
TN | 9304.34 | 8856 | 800 | 800 | 9304.34 | 127.2 | 0 | 0 | 500 | 0 | 300 | 60 | 90 | 150 | TN | 127.2 | 60 | 590 | 150 | 0 | 0 | 0 | 0 | 0 | 0 | 0 | 38.05% | 68750 | 9.903% | TN | 175.6034 | 82.8318 | 814.5127 | 534.7875 | 891.3125 | 1247.8374 | 1247.8374 | 1247.8374 | 1247.8374 | 1247.8374 | 1247.8374
TS | 128.1 | 0 | 0 | 0 | 128.1 | 0 | 0 | 0 | 0 | 0 | 0 | 0 | 0 | 0 | TS | 0 | 0 | 0 | 0 | 0 | 0 | 0 | 0 | 0 | 0 | 0 | 0.02511% | 24835 | 3.577% | TS | 0 | 0 | 0 | 193.1847 | 321.9745 | 450.7643 | 450.7643 | 450.7643 | 450.7643 | 450.7643 | 450.7643
UP | 0 | 0 | 0 | 0 | 0 | 0 | 0 | 0 | 0 | 0 | 0 | 0 | 0 | 0 | UP | 0 | 0 | 0 | 0 | 0 | 0 | 0 | 0 | 0 | 0 | 0 | 0% | 101 | 0.01455% | UP | 0 | 0 | 0 | 0.78565 | 1.3094 | 1.8332 | 1.8332 | 1.8332 | 1.8332 | 1.8332 | 1.8332
UK | 0 | 0 | 0 | 0 | 0 | 0 | 0 | 0 | 0 | 0 | 0 | 0 | 0 | 0 | UK | 0 | 0 | 0 | 0 | 0 | 0 | 0 | 0 | 0 | 0 | 0 | 0% | 54 | 0.007779% | UK | 0 | 0 | 0 | 0.42005 | 0.70009 | 0.98012 | 0.98012 | 0.98012 | 0.98012 | 0.98012 | 0.98012
WB | 0 | 2 | 0 | 2 | 0 | 0 | 0 | 0 | 0 | 0 | 2 | 0.4 | 0.6 | 1 | WB | 0 | 0.4 | 0.6 | 1 | 0 | 0 | 0 | 0 | 0 | 0 | 0 | 0% | 1050 | 0.1513% | WB | 0 | 0.4 | 0.6 | 8.1677 | 13.6128 | 19.0579 | 19.0579 | 19.0579 | 19.0579 | 19.0579 | 19.0579
UT | 0 | 0 | 0 | 0 | 0 | 0 | 0 | 0 | 0 | 0 | 0 | 0 | 0 | 0 | UT | 0 | 0 | 0 | 0 | 0 | 0 | 0 | 0 | 0 | 0 | 0 | 0% | 382 | 0.05503% | UT | 0 | 0 | 0 | 2.9715 | 4.9525 | 6.9334 | 6.9334 | 6.9334 | 6.9334 | 6.9334 | 6.9334
DL | 0 | 0 | 0 | 0 | 0 | 0 | 0 | 0 | 0 | 0 | 0 | 0 | 0 | 0 | DL | 0 | 0 | 0 | 0 | 0 | 0 | 0 | 0 | 0 | 0 | 0 | 0% | 0 | 0% | DL | 0 | 0 | 0 | 0 | 0 | 0 | 0 | 0 | 0 | 0 | 0
UNALLOCATED | 0 | 129 | 0 | 129 | 0 | 0 | 0 | 0 | 115 | 0 | 14 | 2.8 | 4.2 | 7 |  | 1045.4 | 2658.35 | 3700.575 | 3439.425 | 0 | 0 | 0 | 0 | 0 | 0 | 0 |  | 694201 |  | Maximum remaining capacity |  |  |  | 1960.575 | 9000 | 12600 | 12600 | 12600 | 12600 | 12600 | 12600
TOTAL | 37739.45 | 37247 | 9189 | 9677.35 | 37739.45 | 0 | [23 empty] | Maximum capacity allowed |  |  |  | 5400 | 9000 | 12600 | 12600 | 12600 | 12600 | 12600 | 12600
Underconstruction |  |  |  | 7326.1 |  | 0
|  |  |  | 75.7% |  | 0
| MNRE | BTI | BTI
| Capacity end of FY20 | Capacity comissed as on Dec 2020 | Capacity in pipeline as on Dec 2020 | Total Pipeline on 1 Apr 2020 | Total Comissioned Capactiy as on 1 Apr 2020 | Capacity Added in FY21 | UnderConstruction as per CEA (August 2020) |  |  |  |  | Allocate the balance in these proportions |  |  | EG_SOLARPV | 2021: Likely capacity addition: Due to Covid realities, we have moved project completion by one year. Given the average durations being 18-24 months, we have allocated capacities in the three FYs | Captive as % of utility | Potential
| a | b | c | if(b>a , (c+(b-a)), c) | [7 empty] | 20% | 30% | 50% | MinCapacity | [12 empty] | SOLAR | Share | MaxCpacity
| EG_SOLARPV | EG_SOLARPV | EG_SOLARPV | EG_SOLARPV | EG_SOLARPV | EG_SOLARPV | 2021 | 2022 | 2023 | 2024 | Balance Pipeline | 2022 | 2023 | 2024 | SubGeography2 | 2021 | 2022 | 2023 | 2024 | 2025 | 2026 | 2027 | 2028 | 2029 | 2030 | 2031 |  |  |  | SubGeography2 | 2021 | 2022 | 2023 | 2024 | 2025 | 2026 | 2027 | 2028 | 2029 | 2030 | 2031
AP | 3610.02 | 3908 | 1111 | 1408.98 | 3610.02 | 386.48 | 0 | 750 | 50 | 0 | 608.98 | 121.796 | 182.694 | 304.49 | AP | 386.48 | 871.796 | 232.694 | 304.49 | 0 | 0 | 0 | 0 | 0 | 0 | 0 | 0.473% | 38440 | 5.138% | AP | 388.3081 | 875.9197 | 693.5846 | 924.7795 | 1155.9743 | 1387.1692 | 1387.1692 | 1387.1692 | 1387.1692 | 1387.1692 | 1387.1692 | TRUE
NE | 22.89 | 0 | 0 | 0 | 22.89 | 1.21 | 0 | 0 | 0 | 0 | 0 | 0 | 0 | 0 | NE | 1.21 | 0 | 0 | 0 | 0 | 0 | 0 | 0 | 0 | 0 | 0 | 0% | 48540 | 6.488% | NE | 1.21 | 0 | 875.822 | 1167.7626 | 1459.7033 | 1751.6439 | 1751.6439 | 1751.6439 | 1751.6439 | 1751.6439 | 1751.6439 | TRUE
AS | 41.23 | 0 | 0 | 0 | 41.23 | 1.76 | 0 | 30 | 0 | 0 | 0 | 0 | 0 | 0 | AS | 1.76 | 30 | 0 | 0 | 0 | 0 | 0 | 0 | 0 | 0 | 0 | 0% | 13760 | 1.839% | AS | 1.76 | 30 | 248.2759 | 331.0345 | 413.7931 | 496.5517 | 496.5517 | 496.5517 | 496.5517 | 496.5517 | 496.5517 | TRUE
BR | 151.57 | 106 | 2 | 2 | 151.57 | 7.94 | 0 | 5 | 0 | 0 | 0 | 0 | 0 | 0 | BR | 7.94 | 5 | 0 | 0 | 0 | 0 | 0 | 0 | 0 | 0 | 0 | 0% | 11200 | 1.497% | BR | 7.94 | 5 | 202.085 | 269.4467 | 336.8083 | 404.17 | 404.17 | 404.17 | 404.17 | 404.17 | 404.17 | TRUE
CG | 231.35 | 219 | 0 | 0 | 231.35 | 21.13 | 0 | 0 | 0 | 0 | 0 | 0 | 0 | 0 | CG | 21.13 | 0 | 0 | 0 | 0 | 0 | 0 | 0 | 0 | 0 | 0 | 0% | 18270 | 2.442% | CG | 21.13 | 0 | 329.6512 | 439.5349 | 549.4186 | 659.3023 | 659.3023 | 659.3023 | 659.3023 | 659.3023 | 659.3023 | TRUE
GA | 4.78 | 0 | 0 | 0 | 4.78 | 2.66 | 0 | 0 | 0 | 0 | 0 | 0 | 0 | 0 | GA | 2.66 | 0 | 0 | 0 | 0 | 0 | 0 | 0 | 0 | 0 | 0 | 0% | 880 | 0.1176% | GA | 2.66 | 0 | 15.8781 | 21.1708 | 26.4635 | 31.7562 | 31.7562 | 31.7562 | 31.7562 | 31.7562 | 31.7562 | TRUE
GJ | 2948.37 | 2489 | 3356 | 3356 | 2948.37 | 1119.93 | 0 | 0 | 0 | 0 | 3356 | 671.2 | 1006.8 | 1678 | GJ | 1119.93 | 671.2 | 1006.8 | 1678 | 0 | 0 | 0 | 0 | 0 | 0 | 0 | 1.748% | 35770 | 4.781% | GJ | 1139.5088 | 682.934 | 1024.401 | 1707.3351 | 1075.6816 | 1290.818 | 1290.818 | 1290.818 | 1290.818 | 1290.818 | 1290.818 | TRUE
HR | 252.14 | 139 | 351 | 351 | 252.14 | 155.69 | 0 | 0 | 0 | 0 | 351 | 70.2 | 105.3 | 175.5 | HR | 155.69 | 70.2 | 105.3 | 175.5 | 0 | 0 | 0 | 0 | 0 | 0 | 0 | 0% | 4560 | 0.6095% | HR | 155.69 | 70.2 | 105.3 | 175.5 | 137.1291 | 164.5549 | 164.5549 | 164.5549 | 164.5549 | 164.5549 | 164.5549 | TRUE
HP | 32.93 | 0 | 0 | 0 | 32.93 | 9.8 | 0 | 0 | 0 | 0 | 0 | 0 | 0 | 0 | HP | 9.8 | 0 | 0 | 0 | 0 | 0 | 0 | 0 | 0 | 0 | 0 | 0% | 33840 | 4.523% | HP | 9.8 | 0 | 610.5854 | 814.1139 | 1017.6423 | 1221.1708 | 1221.1708 | 1221.1708 | 1221.1708 | 1221.1708 | 1221.1708 | TRUE
JK | 19.3 | 0 | 0 | 0 | 19.3 | 1.43 | 0 | 0 | 0 | 0 | 0 | 0 | 0 | 0 | JK | 1.43 | 0 | 0 | 0 | 0 | 0 | 0 | 0 | 0 | 0 | 0 | 0% | 111050 | 14.84% | JK | 1.43 | 0 | 2003.7089 | 2671.6119 | 3339.5148 | 4007.4178 | 4007.4178 | 4007.4178 | 4007.4178 | 4007.4178 | 4007.4178 | TRUE
JH | 38.4 | 24 | 50 | 50 | 38.4 | 10.23 | 0 | 0 | 0 | 0 | 50 | 10 | 15 | 25 | JH | 10.23 | 10 | 15 | 25 | 0 | 0 | 0 | 0 | 0 | 0 | 0 | 0% | 18180 | 2.43% | JH | 10.23 | 10 | 328.0273 | 437.3697 | 546.7121 | 656.0545 | 656.0545 | 656.0545 | 656.0545 | 656.0545 | 656.0545 | TRUE
KA | 7277.93 | 7370 | 466 | 558.07 | 7277.93 | 68.92 | 0 | 0 | 0 | 0 | 558.07 | 111.614 | 167.421 | 279.035 | KA | 68.92 | 111.614 | 167.421 | 279.035 | 0 | 0 | 0 | 0 | 0 | 0 | 0 | 3.91% | 24700 | 3.301% | KA | 71.6149 | 115.9782 | 445.6696 | 594.2261 | 742.7827 | 891.3392 | 891.3392 | 891.3392 | 891.3392 | 891.3392 | 891.3392 | TRUE
KL | 142.23 | 132 | 217 | 217 | 142.23 | 114.77 | 0 | 0 | 0 | 0 | 217 | 43.4 | 65.1 | 108.5 | KL | 114.77 | 43.4 | 65.1 | 108.5 | 0 | 0 | 0 | 0 | 0 | 0 | 0 | 3.435% | 6110 | 0.8166% | KL | 118.7126 | 44.8909 | 110.2446 | 146.9928 | 183.741 | 220.4892 | 220.4892 | 220.4892 | 220.4892 | 220.4892 | 220.4892 | TRUE
MP | 2258.46 | 2471 | 335 | 547.54 | 2258.46 | 204.76 | 0 | 125 | 0 | 300 | 122.54 | 24.508 | 36.762 | 61.27 | MP | 204.76 | 149.508 | 36.762 | 61.27 | 0 | 0 | 0 | 0 | 0 | 0 | 0 | 0.2988% | 61660 | 8.241% | MP | 205.3719 | 149.9548 | 1112.5501 | 1483.4002 | 1854.2502 | 2225.1002 | 2225.1002 | 2225.1002 | 2225.1002 | 2225.1002 | 2225.1002 | TRUE
MH | 1801.8 | 1846 | 2752 | 2796.2 | 1801.8 | 488.17 | 0 | 0 | 0 | 0 | 2796.2 | 559.24 | 838.86 | 1398.1 | MH | 488.17 | 559.24 | 838.86 | 1398.1 | 0 | 0 | 0 | 0 | 0 | 0 | 0 | 6.892% | 64320 | 8.597% | MH | 521.8128 | 597.7807 | 1160.5453 | 1547.3937 | 1934.2422 | 2321.0906 | 2321.0906 | 2321.0906 | 2321.0906 | 2321.0906 | 2321.0906 | TRUE
OD | 397.84 | 493 | 20 | 115.16 | 397.84 | 3.88 | 0 | 0 | 0 | 0 | 115.16 | 23.032 | 34.548 | 57.58 | OD | 3.88 | 23.032 | 34.548 | 57.58 | 0 | 0 | 0 | 0 | 0 | 0 | 0 | 0% | 25780 | 3.446% | OD | 3.88 | 23.032 | 465.1564 | 620.2085 | 775.2606 | 930.3128 | 930.3128 | 930.3128 | 930.3128 | 930.3128 | 930.3128 | TRUE
PB | 947.1 | 930 | 110 | 110 | 947.1 | 0 | 0 | 0 | 0 | 0 | 110 | 22 | 33 | 55 | PB | 0 | 22 | 33 | 55 | 0 | 0 | 0 | 0 | 0 | 0 | 0 | 0% | 2810 | 0.3756% | PB | 0 | 22 | 50.7017 | 67.6022 | 84.5028 | 101.4034 | 101.4034 | 101.4034 | 101.4034 | 101.4034 | 101.4034 | TRUE
RJ | 5137.91 | 5096 | 27263 | 27263 | 5137.91 | 334.67 | 0 | 1150 | 2260 | 4180 | 19673 | 3934.6 | 5901.9 | 9836.5 | RJ | 334.67 | 5084.6 | 8161.9 | 9836.5 | 0 | 0 | 0 | 0 | 0 | 0 | 0 | 5.567% | 142310 | 19.02% | RJ | 353.301 | 5367.6592 | 8616.2722 | 10384.097 | 4279.571 | 5135.4852 | 5135.4852 | 5135.4852 | 5135.4852 | 5135.4852 | 5135.4852 | TRUE
TN | 3915.88 | 3901 | 1063 | 1063 | 3915.88 | 487.6 | 0 | 250 | 0 | 150 | 663 | 132.6 | 198.9 | 331.5 | TN | 487.6 | 382.6 | 198.9 | 331.5 | 0 | 0 | 0 | 0 | 0 | 0 | 0 | 2.756% | 17670 | 2.362% | TN | 501.0367 | 393.1432 | 318.8252 | 425.1002 | 531.3753 | 637.6504 | 637.6504 | 637.6504 | 637.6504 | 637.6504 | 637.6504 | TRUE
TS | 3620.75 | 3616 | 138 | 138 | 3620.75 | 315.61 | 0 | 0 | 0 | 0 | 138 | 27.6 | 41.4 | 69 | TS | 315.61 | 27.6 | 41.4 | 69 | 0 | 0 | 0 | 0 | 0 | 0 | 0 | 44.42% | 20410 | 2.728% | TS | 455.8162 | 39.861 | 368.2638 | 491.0184 | 613.7731 | 736.5277 | 736.5277 | 736.5277 | 736.5277 | 736.5277 | 736.5277 | TRUE
UP | 1095.1 | 1001 | 1545 | 1545 | 1095.1 | 572.4 | 0 | 0 | 100 | 0 | 1445 | 289 | 433.5 | 722.5 | UP | 572.4 | 289 | 533.5 | 722.5 | 0 | 0 | 0 | 0 | 0 | 0 | 0 | 0% | 22830 | 3.051% | UP | 572.4 | 289 | 533.5 | 722.5 | 686.5477 | 823.8573 | 823.8573 | 823.8573 | 823.8573 | 823.8573 | 823.8573 | TRUE
UK | 315.9 | 225 | 0 | 0 | 315.9 | 37.51 | 0 | 0 | 0 | 0 | 0 | 0 | 0 | 0 | UK | 37.51 | 0 | 0 | 0 | 0 | 0 | 0 | 0 | 0 | 0 | 0 | 0% | 16800 | 2.245% | UK | 37.51 | 0 | 303.1275 | 404.17 | 505.2125 | 606.255 | 606.255 | 606.255 | 606.255 | 606.255 | 606.255 | TRUE
WB | 114.46 | 125 | 20 | 30.54 | 114.46 | 35.38 | 0 | 0 | 0 | 0 | 30.54 | 6.108 | 9.162 | 15.27 | WB | 35.38 | 6.108 | 9.162 | 15.27 | 0 | 0 | 0 | 0 | 0 | 0 | 0 | 0% | 6260 | 0.8367% | WB | 35.38 | 6.108 | 112.9511 | 150.6014 | 188.2518 | 225.9022 | 225.9022 | 225.9022 | 225.9022 | 225.9022 | 225.9022 | TRUE
UT | 71.38 | 0 | 0 | 0 | 71.38 | 29.12 | 0 | 0 | 0 | 0 | 0 | 0 | 0 | 0 | UT | 29.12 | 0 | 0 | 0 | 0 | 0 | 0 | 0 | 0 | 0 | 0 | 0% | 0 | 0% | UT | 29.12 | 0 | 0 | 0 | 0 | 0 | 0 | 0 | 0 | 0 | 0 | TRUE
DL | 165.16 | 0 | 0 | 0 | 165.16 | 27.81 | 0 | 3 | 0 | 0 | 0 | 0 | 0 | 0 | DL | 27.81 | 3 | 0 | 0 | 0 | 0 | 0 | 0 | 0 | 0 | 0 | 0% | 2050 | 0.274% | DL | 27.81 | 3 | 36.9888 | 49.3184 | 61.648 | 73.9775 | 73.9775 | 73.9775 | 73.9775 | 73.9775 | 73.9775 | TRUE
UNALLOCATED | 0 | 0 | 0 | 0 | 0 | 0 | 0 | 1004 | 0 | 0 | 0 | 0 | 0 | 0 |  | 4438.86 | 8359.898 | 11480.347 | 15117.245 | 0 | 0 | 0 | 0 | 0 | 0 | 0 |  | 748200 |  | Maximum remaining capacity |  |  | 2019.653 | 2882.755 | 22500 | 27000 | 27000 | 27000 | 27000 | 27000 | 27000
TOTAL | 34614.88 | 34091 | 38799 | 39551.49 | 34614.88 | 0 | [23 empty] | Maximum capacity allowed |  |  | 13500 | 18000 | 22500 | 27000 | 27000 | 27000 | 27000 | 27000 | 27000
Underconstruction |  |  |  | 13816
34.93%

## Electricity Potential
NITI Ayog EDM Portal
Detail Data For Electricity Potential by Energy Source Having Year : 2020 Region : ALL
. | [8 empty] | MW Potential
Region | State | Code | EnergySource | EnergySourceType | YearValue | CapacityIdentified_MW | STATE | Code |  | SOLAR | WIND | HYDRO | SMALL HYDRO | BIOMASS | COGENERATION-BAGASSE | WASTE
ER | WEST BENGAL | WB | HYDRO | NON-RENEWABLE | 2020 | 2829 | WEST BENGAL | WB | AP | 38440 | 74906 | 2341 | 409 | 578 | 300 | 123
ER | WEST BENGAL | WB | WIND | RENEWABLE | 2020 | 1050 | JHARKHAND | JH | NE | 48540 | 275 | 61954 | 3059.86 | 47.9 | 0 | 7.5
ER | WEST BENGAL | WB | SMALL HYDRO | RENEWABLE | 2020 | 392.06 | BIHAR | BR | AS | 13760 | 246 | 650 | 202 | 212 | 0 | 8
ER | WEST BENGAL | WB | BIOMASS | RENEWABLE | 2020 | 396 | MADHYA PRADESH | MP | BR | 11200 | 3650 | 40 | 527 | 619 | 300 | 73
ER | WEST BENGAL | WB | WASTE | RENEWABLE | 2020 | 148 | CHHATTISGARH | CG | CG | 18270 | 348 | 2202 | 1098 | 236 | 0 | 24
ER | WEST BENGAL | WB | SOLAR | RENEWABLE | 2020 | 6260 | UTTAR PRADESH | UP | GA | 880 | 8 | 55 | 5 | 26 | 0 | 0
ER | JHARKHAND | JH | HYDRO | NON-RENEWABLE | 2020 | 582 | MAHARASHTRA | MH | GJ | 35770 | 142560 | 590 | 202 | 1221 | 350 | 112
ER | JHARKHAND | JH | SMALL HYDRO | RENEWABLE | 2020 | 228 | ODISHA | OD | HR | 4560 | 419 | 64 | 107 | 1333 | 350 | 24
ER | JHARKHAND | JH | BIOMASS | RENEWABLE | 2020 | 90 | ANDHRA PRADESH | AP | HP | 33840 | 151 | 18540 | 3460 | 142 | 0 | 2
ER | JHARKHAND | JH | WASTE | RENEWABLE | 2020 | 10 | TELANGANA | TS | JK | 111050 | 3 | 13543 | 1707 | 43 | 0 | 0
ER | JHARKHAND | JH | SOLAR | RENEWABLE | 2020 | 18180 | SIKKIM | NE | JH | 18180 | 0 | 582 | 228 | 90 | 0 | 10
ER | BIHAR | BR | HYDRO | NON-RENEWABLE | 2020 | 40 | ASSAM | AS | KA | 24700 | 124155 | 6459 | 3726 | 1131 | 450 | 0
ER | BIHAR | BR | WIND | RENEWABLE | 2020 | 3650 | ARUNACHAL PRADESH | NE | KL | 6110 | 2311 | 3378 | 647 | 1044 | 0 | 36
ER | BIHAR | BR | SMALL HYDRO | RENEWABLE | 2020 | 527 | MEGHALAYA | NE | MP | 61660 | 15404 | 1970 | 820 | 1364 | 0 | 78
ER | BIHAR | BR | BIOMASS | RENEWABLE | 2020 | 619 | NAGALAND | NE | MH | 64320 | 98213 | 3314 | 786 | 1887 | 1250 | 287
ER | BIHAR | BR | COGENERATION-BAGASSE | RENEWABLE | 2020 | 300 | GUJARAT | GJ | OD | 25780 | 8346 | 2981 | 286 | 246 | 0 | 22
ER | BIHAR | BR | WASTE | RENEWABLE | 2020 | 73 | JAMMU & KASHMIR | JK | PB | 2810 | 278 | 971 | 578 | 3172 | 300 | 45
ER | BIHAR | BR | SOLAR | RENEWABLE | 2020 | 11200 | KERALA | KL | RJ | 142310 | 127756 | 483 | 52 | 1039 | 0 | 62
WR | MADHYA PRADESH | MP | HYDRO | NON-RENEWABLE | 2020 | 1970 | PUDUCHERRY | UT | TN | 17670 | 68750 | 1693 | 604 | 1070 | 450 | 151
WR | MADHYA PRADESH | MP | WIND | RENEWABLE | 2020 | 15404 | RAJASTHAN | RJ | TS | 20410 | 24835 | 2019 | 102 | 0 | 0 | 0
WR | MADHYA PRADESH | MP | SMALL HYDRO | RENEWABLE | 2020 | 820 | TAMILNADU | TN | UP | 22830 | 101 | 664 | 460.75 | 1616.7 | 1250 | 176
WR | MADHYA PRADESH | MP | BIOMASS | RENEWABLE | 2020 | 1364 | DELHI | DL | UK | 16800 | 54 | 17998 | 1664.31 | 23.7 | 0 | 5
WR | MADHYA PRADESH | MP | WASTE | RENEWABLE | 2020 | 78 | HARYANA | HR | WB | 6260 | 1050 | 2829 | 392.06 | 396 | 0 | 148
WR | MADHYA PRADESH | MP | SOLAR | RENEWABLE | 2020 | 61660 | HIMACHAL PRADESH | HP | UT | 0 | 382 | 0 | 0 | 0 | 0 | 8.5
WR | CHHATTISGARH | CG | HYDRO | NON-RENEWABLE | 2020 | 2202 | KARNATAKA | KA | DL | 2050 | 0 | 0 | 0 | 0 | 0 | 131
WR | CHHATTISGARH | CG | WIND | RENEWABLE | 2020 | 348 | PUNJAB | PB
WR | CHHATTISGARH | CG | SMALL HYDRO | RENEWABLE | 2020 | 1098 | UTTARAKHAND | UK
WR | CHHATTISGARH | CG | BIOMASS | RENEWABLE | 2020 | 236 | GOA | GA
WR | CHHATTISGARH | CG | WASTE | RENEWABLE | 2020 | 24 | MANIPUR | NE
WR | CHHATTISGARH | CG | SOLAR | RENEWABLE | 2020 | 18270 | MIZORAM | NE
NR | UTTAR PRADESH | UP | HYDRO | NON-RENEWABLE | 2020 | 664 | TRIPURA | NE
NR | UTTAR PRADESH | UP | WIND | RENEWABLE | 2020 | 101 | A & N ISLANDS
NR | UTTAR PRADESH | UP | SMALL HYDRO | RENEWABLE | 2020 | 460.75 | LAKSHADWEEP
NR | UTTAR PRADESH | UP | BIOMASS | RENEWABLE | 2020 | 1616.7 | CHANDIGARH | UT
NR | UTTAR PRADESH | UP | COGENERATION-BAGASSE | RENEWABLE | 2020 | 1250 | OTHERS
NR | UTTAR PRADESH | UP | WASTE | RENEWABLE | 2020 | 176 | LADAKH | JK
NR | UTTAR PRADESH | UP | SOLAR | RENEWABLE | 2020 | 22830
WR | MAHARASHTRA | MH | HYDRO | NON-RENEWABLE | 2020 | 3314
WR | MAHARASHTRA | MH | WIND | RENEWABLE | 2020 | 98213
WR | MAHARASHTRA | MH | SMALL HYDRO | RENEWABLE | 2020 | 786
WR | MAHARASHTRA | MH | BIOMASS | RENEWABLE | 2020 | 1887
WR | MAHARASHTRA | MH | COGENERATION-BAGASSE | RENEWABLE | 2020 | 1250
WR | MAHARASHTRA | MH | WASTE | RENEWABLE | 2020 | 287
WR | MAHARASHTRA | MH | SOLAR | RENEWABLE | 2020 | 64320
ER | ODISHA | OD | HYDRO | NON-RENEWABLE | 2020 | 2981
ER | ODISHA | OD | WIND | RENEWABLE | 2020 | 8346
ER | ODISHA | OD | SMALL HYDRO | RENEWABLE | 2020 | 286
ER | ODISHA | OD | BIOMASS | RENEWABLE | 2020 | 246
ER | ODISHA | OD | WASTE | RENEWABLE | 2020 | 22
ER | ODISHA | OD | SOLAR | RENEWABLE | 2020 | 25780
SR | ANDHRA PRADESH | AP | HYDRO | NON-RENEWABLE | 2020 | 2341
SR | ANDHRA PRADESH | AP | WIND | RENEWABLE | 2020 | 74906
SR | ANDHRA PRADESH | AP | SMALL HYDRO | RENEWABLE | 2020 | 409
SR | ANDHRA PRADESH | AP | BIOMASS | RENEWABLE | 2020 | 578
SR | ANDHRA PRADESH | AP | COGENERATION-BAGASSE | RENEWABLE | 2020 | 300
SR | ANDHRA PRADESH | AP | WASTE | RENEWABLE | 2020 | 123
SR | ANDHRA PRADESH | AP | SOLAR | RENEWABLE | 2020 | 38440
SR | TELANGANA | TS | HYDRO | NON-RENEWABLE | 2020 | 2019
SR | TELANGANA | TS | WIND | RENEWABLE | 2020 | 24835
SR | TELANGANA | TS | SMALL HYDRO | RENEWABLE | 2020 | 102
SR | TELANGANA | TS | SOLAR | RENEWABLE | 2020 | 20410
ER | SIKKIM | NE | HYDRO | NON-RENEWABLE | 2020 | 4248
ER | SIKKIM | NE | SMALL HYDRO | RENEWABLE | 2020 | 267
ER | SIKKIM | NE | BIOMASS | RENEWABLE | 2020 | 2
ER | SIKKIM | NE | SOLAR | RENEWABLE | 2020 | 4940
NER | ASSAM | AS | HYDRO | NON-RENEWABLE | 2020 | 650
NER | ASSAM | AS | WIND | RENEWABLE | 2020 | 246
NER | ASSAM | AS | SMALL HYDRO | RENEWABLE | 2020 | 202
NER | ASSAM | AS | BIOMASS | RENEWABLE | 2020 | 212
NER | ASSAM | AS | WASTE | RENEWABLE | 2020 | 8
NER | ASSAM | AS | SOLAR | RENEWABLE | 2020 | 13760
NER | ARUNACHAL PRADESH | NE | HYDRO | NON-RENEWABLE | 2020 | 50064
NER | ARUNACHAL PRADESH | NE | WIND | RENEWABLE | 2020 | 274
NER | ARUNACHAL PRADESH | NE | SMALL HYDRO | RENEWABLE | 2020 | 2065
NER | ARUNACHAL PRADESH | NE | BIOMASS | RENEWABLE | 2020 | 8
NER | ARUNACHAL PRADESH | NE | SOLAR | RENEWABLE | 2020 | 8650
NER | MEGHALAYA | NE | HYDRO | NON-RENEWABLE | 2020 | 2298
NER | MEGHALAYA | NE | WIND | RENEWABLE | 2020 | 1
NER | MEGHALAYA | NE | SMALL HYDRO | RENEWABLE | 2020 | 230
NER | MEGHALAYA | NE | BIOMASS | RENEWABLE | 2020 | 11
NER | MEGHALAYA | NE | WASTE | RENEWABLE | 2020 | 2
NER | MEGHALAYA | NE | SOLAR | RENEWABLE | 2020 | 5860
NER | NAGALAND | NE | HYDRO | NON-RENEWABLE | 2020 | 1452
NER | NAGALAND | NE | SMALL HYDRO | RENEWABLE | 2020 | 182
NER | NAGALAND | NE | BIOMASS | RENEWABLE | 2020 | 10
NER | NAGALAND | NE | SOLAR | RENEWABLE | 2020 | 7290
WR | GUJARAT | GJ | HYDRO | NON-RENEWABLE | 2020 | 590
WR | GUJARAT | GJ | WIND | RENEWABLE | 2020 | 142560
WR | GUJARAT | GJ | SMALL HYDRO | RENEWABLE | 2020 | 202
WR | GUJARAT | GJ | BIOMASS | RENEWABLE | 2020 | 1221
WR | GUJARAT | GJ | COGENERATION-BAGASSE | RENEWABLE | 2020 | 350
WR | GUJARAT | GJ | WASTE | RENEWABLE | 2020 | 112
WR | GUJARAT | GJ | SOLAR | RENEWABLE | 2020 | 35770
NR | JAMMU & KASHMIR | JK | HYDRO | NON-RENEWABLE | 2020 | 11497
NR | JAMMU & KASHMIR | JK | HYDRO | NON-RENEWABLE | 2020 | 2046
NR | JAMMU & KASHMIR | JK | WIND | RENEWABLE | 2020 | 3
NR | JAMMU & KASHMIR | JK | SMALL HYDRO | RENEWABLE | 2020 | 1707
NR | JAMMU & KASHMIR | JK | BIOMASS | RENEWABLE | 2020 | 43
NR | JAMMU & KASHMIR | JK | SOLAR | RENEWABLE | 2020 | 111050
SR | KERALA | KL | HYDRO | NON-RENEWABLE | 2020 | 3378
SR | KERALA | KL | WIND | RENEWABLE | 2020 | 2311
SR | KERALA | KL | SMALL HYDRO | RENEWABLE | 2020 | 647
SR | KERALA | KL | BIOMASS | RENEWABLE | 2020 | 1044
SR | KERALA | KL | WASTE | RENEWABLE | 2020 | 36
SR | KERALA | KL | SOLAR | RENEWABLE | 2020 | 6110
SR | PUDUCHERRY | UT | WIND | RENEWABLE | 2020 | 382
SR | PUDUCHERRY | UT | WASTE | RENEWABLE | 2020 | 2.5
NR | RAJASTHAN | RJ | HYDRO | NON-RENEWABLE | 2020 | 483
NR | RAJASTHAN | RJ | WIND | RENEWABLE | 2020 | 127756
NR | RAJASTHAN | RJ | SMALL HYDRO | RENEWABLE | 2020 | 52
NR | RAJASTHAN | RJ | BIOMASS | RENEWABLE | 2020 | 1039
NR | RAJASTHAN | RJ | WASTE | RENEWABLE | 2020 | 62
NR | RAJASTHAN | RJ | SOLAR | RENEWABLE | 2020 | 142310
SR | TAMILNADU | TN | HYDRO | NON-RENEWABLE | 2020 | 1693
SR | TAMILNADU | TN | WIND | RENEWABLE | 2020 | 68750
SR | TAMILNADU | TN | SMALL HYDRO | RENEWABLE | 2020 | 604
SR | TAMILNADU | TN | BIOMASS | RENEWABLE | 2020 | 1070
SR | TAMILNADU | TN | COGENERATION-BAGASSE | RENEWABLE | 2020 | 450
SR | TAMILNADU | TN | WASTE | RENEWABLE | 2020 | 151
SR | TAMILNADU | TN | SOLAR | RENEWABLE | 2020 | 17670
NR | DELHI | DL | WASTE | RENEWABLE | 2020 | 131
NR | DELHI | DL | SOLAR | RENEWABLE | 2020 | 2050
NR | HARYANA | HR | HYDRO | NON-RENEWABLE | 2020 | 64
NR | HARYANA | HR | WIND | RENEWABLE | 2020 | 419
NR | HARYANA | HR | SMALL HYDRO | RENEWABLE | 2020 | 107
NR | HARYANA | HR | BIOMASS | RENEWABLE | 2020 | 1333
NR | HARYANA | HR | COGENERATION-BAGASSE | RENEWABLE | 2020 | 350
NR | HARYANA | HR | WASTE | RENEWABLE | 2020 | 24
NR | HARYANA | HR | SOLAR | RENEWABLE | 2020 | 4560
NR | HIMACHAL PRADESH | HP | HYDRO | NON-RENEWABLE | 2020 | 18540
NR | HIMACHAL PRADESH | HP | WIND | RENEWABLE | 2020 | 151
NR | HIMACHAL PRADESH | HP | SMALL HYDRO | RENEWABLE | 2020 | 3460
NR | HIMACHAL PRADESH | HP | BIOMASS | RENEWABLE | 2020 | 142
NR | HIMACHAL PRADESH | HP | WASTE | RENEWABLE | 2020 | 2
NR | HIMACHAL PRADESH | HP | SOLAR | RENEWABLE | 2020 | 33840
SR | KARNATAKA | KA | HYDRO | NON-RENEWABLE | 2020 | 6459
SR | KARNATAKA | KA | WIND | RENEWABLE | 2020 | 124155
SR | KARNATAKA | KA | SMALL HYDRO | RENEWABLE | 2020 | 3726
SR | KARNATAKA | KA | BIOMASS | RENEWABLE | 2020 | 1131
SR | KARNATAKA | KA | COGENERATION-BAGASSE | RENEWABLE | 2020 | 450
SR | KARNATAKA | KA | SOLAR | RENEWABLE | 2020 | 24700
NR | PUNJAB | PB | HYDRO | NON-RENEWABLE | 2020 | 971
NR | PUNJAB | PB | WIND | RENEWABLE | 2020 | 278
NR | PUNJAB | PB | SMALL HYDRO | RENEWABLE | 2020 | 578
NR | PUNJAB | PB | BIOMASS | RENEWABLE | 2020 | 3172
NR | PUNJAB | PB | COGENERATION-BAGASSE | RENEWABLE | 2020 | 300
NR | PUNJAB | PB | WASTE | RENEWABLE | 2020 | 45
NR | PUNJAB | PB | SOLAR | RENEWABLE | 2020 | 2810
NR | UTTARAKHAND | UK | HYDRO | NON-RENEWABLE | 2020 | 17998
NR | UTTARAKHAND | UK | WIND | RENEWABLE | 2020 | 54
NR | UTTARAKHAND | UK | SMALL HYDRO | RENEWABLE | 2020 | 1664.31
NR | UTTARAKHAND | UK | BIOMASS | RENEWABLE | 2020 | 23.7
NR | UTTARAKHAND | UK | WASTE | RENEWABLE | 2020 | 5
NR | UTTARAKHAND | UK | SOLAR | RENEWABLE | 2020 | 16800
WR | GOA | GA | HYDRO | NON-RENEWABLE | 2020 | 55
WR | GOA | GA | WIND | RENEWABLE | 2020 | 8
WR | GOA | GA | SMALL HYDRO | RENEWABLE | 2020 | 5
WR | GOA | GA | BIOMASS | RENEWABLE | 2020 | 26
WR | GOA | GA | SOLAR | RENEWABLE | 2020 | 880
NER | MANIPUR | NE | HYDRO | NON-RENEWABLE | 2020 | 1761
NER | MANIPUR | NE | SMALL HYDRO | RENEWABLE | 2020 | 100
NER | MANIPUR | NE | BIOMASS | RENEWABLE | 2020 | 13
NER | MANIPUR | NE | WASTE | RENEWABLE | 2020 | 2
NER | MANIPUR | NE | SOLAR | RENEWABLE | 2020 | 10630
NER | MIZORAM | NE | HYDRO | NON-RENEWABLE | 2020 | 2131
NER | MIZORAM | NE | SMALL HYDRO | RENEWABLE | 2020 | 169
NER | MIZORAM | NE | BIOMASS | RENEWABLE | 2020 | 1
NER | MIZORAM | NE | WASTE | RENEWABLE | 2020 | 2
NER | MIZORAM | NE | SOLAR | RENEWABLE | 2020 | 9090
NER | TRIPURA | NE | HYDRO | NON-RENEWABLE | 2020 | 0
NER | TRIPURA | NE | SMALL HYDRO | RENEWABLE | 2020 | 46.86
NER | TRIPURA | NE | BIOMASS | RENEWABLE | 2020 | 2.9
NER | TRIPURA | NE | WASTE | RENEWABLE | 2020 | 1.5
NER | TRIPURA | NE | SOLAR | RENEWABLE | 2020 | 2080
ER | A & N ISLANDS | 0 | WIND | RENEWABLE | 2020 | 1277
ER | A & N ISLANDS | 0 | SMALL HYDRO | RENEWABLE | 2020 | 7.27
SR | LAKSHADWEEP | 0 | WIND | RENEWABLE | 2020 | 31
NR | CHANDIGARH | UT | WASTE | RENEWABLE | 2020 | 6
IN | OTHERS | 0 | WASTE | RENEWABLE | 2020 | 1022
IN | OTHERS | 0 | SOLAR | RENEWABLE | 2020 | 790
NR | LADAKH | JK | HYDRO | NON-RENEWABLE | 2020 | 0
NR | LADAKH | JK | HYDRO | NON-RENEWABLE | 2020 | 0
NR | LADAKH | JK | WIND | RENEWABLE | 2020 | 0
NR | LADAKH | JK | SMALL HYDRO | RENEWABLE | 2020 | 0
NR | LADAKH | JK | BIOMASS | RENEWABLE | 2020 | 0
NR | LADAKH | JK | SOLAR | RENEWABLE | 2020 | 0

## Source-MNRE
Source : MNRE | P&C Division | [12 empty] | P&C Division
| State-wise installed capacity of Grid Interactive Renewable Power as on 31.03.2020. | [12 empty] | State-wise installed capacity of Grid Interactive Renewable Power as on 28.02.2021.
| S. No. | STATES / Uts | Small Hydro Power | Wind Power | Bio-Power |  |  |  | Solar Power |  |  | Total Capacity |  | S. No. | STATES / Uts | Small Hydro Power | Wind Power | Bio-Power |  |  |  | Solar Power |  |  | Total Capacity |  | Capacity added in FY21 (Till Feb 2021)
[5 empty] | BM Power/Bagasse Cogen. (Grid Interactive) | BM Cogen. (Non-Bagasse) | Waste to Energy | Bio Power Total | Ground Mounted | Roof Top | Total | [6 empty] | BM Power/Bagasse Cogen. (Grid Interactive) | BM Cogen. (Non-Bagasse) | Waste to Energy | Bio Power Total | Ground Mounted | Roof Top | Total |  |  | Wind | Solar | Biomass | Small Hydro
|  |  | (MW) | (MW) | (MW) | (MW) | (MW) | (MW) | (MW) | (MW) | (MW) | (MW) |  |  |  | (MW) | (MW) | (MW) | (MW) | (MW) | (MW) | (MW) | (MW) | (MW) | (MW) |  | (MW) | (MW) | (MW) | (MW)
AP | 1 | Andhra Pradesh | 162.11 | 4092.45 | 378.2 | 98.98 | 23.16 | 500.34 | 3521.99 | 88.03 | 3610.02 | 8364.92 | AP | 1 | Andhra Pradesh | 162.11 | 4096.65 | 378.1 | 105.57 | 23.16 | 506.83 | 3858.24 | 138.26 | 3996.5 | 8762.09 | AP | 4.2 | 386.48 | 6.49 | 0
NE | 2 | Arunachal Pradesh | 131.105 | [5 empty] | 1.27 | 4.34 | 5.61 | 136.715 | NE | 2 | Arunachal Pradesh | 131.105 |  |  |  |  | 0 | 1.27 | 4.34 | 5.61 | 136.715 | NE | 0 | 0 | 0 | 0
AS | 3 | Assam | 34.11 | [5 empty] | 10.67 | 30.56 | 41.23 | 75.34 | AS | 3 | Assam | 34.11 |  |  | 2 |  | 2 | 10.67 | 32.32 | 42.99 | 79.1 | AS | 0 | 1.76 | 2 | 0
BR | 4 | Bihar | 70.7 |  | 113 | 8.2 |  | 121.2 | 138.93 | 12.64 | 151.57 | 343.47 | BR | 4 | Bihar | 70.7 |  | 112.5 | 12.2 |  | 124.7 | 138.93 | 20.58 | 159.51 | 354.91 | BR | 0 | 7.94 | 3.5 | 0
CG | 5 | Chhatisgarh | 76 |  | 242 | 2.5 |  | 244.5 | 215.83 | 15.52 | 231.35 | 551.85 | CG | 5 | Chhatisgarh | 76 |  | 242.4 | 2.5 |  | 244.9 | 222.64 | 29.84 | 252.48 | 573.38 | CG | 0 | 21.13 | 0.4 | 0
GA | 6 | Goa | 0.05 |  |  |  | 0.34 | 0.34 | 0.95 | 3.83 | 4.78 | 5.17 | GA | 6 | Goa | 0.05 |  |  |  | 0.34 | 0.34 | 0.95 | 6.49 | 7.44 | 7.83 | GA | 0 | 2.66 | 0 | 0
GJ | 7 | Gujarat | 68.95 | 7541.52 | 65.3 | 12 |  | 77.3 | 2426.44 | 521.93 | 2948.37 | 10636.14 | GJ | 7 | Gujarat | 78.94 | 8306.42 | 65.3 | 12 |  | 77.3 | 3125.17 | 943.13 | 4068.3 | 12530.96 | GJ | 764.9 | 1119.93 | 0 | 9.99
HR | 8 | Haryana | 73.5 |  | 121.4 | 84.26 |  | 205.66 | 130.8 | 121.34 | 252.14 | 531.3 | HR | 8 | Haryana | 73.5 |  | 121.4 | 89.26 | 1.2 | 211.86 | 130.8 | 277.03 | 407.83 | 693.19 | HR | 0 | 155.69 | 6.2 | 0
HP | 9 | Himachal Pradesh | 911.51 |  |  | 7.2 |  | 7.2 | 17 | 15.93 | 32.93 | 951.64 | HP | 9 | Himachal Pradesh | 936.11 |  |  | 9.2 |  | 9.2 | 24 | 18.73 | 42.73 | 988.04 | HP | 0 | 9.8 | 2 | 24.6
JK | 10 | Jammu & Kashmir | 180.48 | [5 empty] | 8.49 | 10.81 | 19.3 | 199.78 | JK | 10 | Jammu & Kashmir | 185.98 | [5 empty] | 8.49 | 12.24 | 20.73 | 206.71 | JK | 0 | 1.43 | 0 | 5.5
JH | 11 | Jharkhand | 4.05 |  |  | 4.3 |  | 4.3 | 19.05 | 19.35 | 38.4 | 46.75 | JH | 11 | Jharkhand | 4.05 |  |  | 4.3 |  | 4.3 | 19.05 | 29.58 | 48.63 | 56.98 | JH | 0 | 10.23 | 0 | 0
KA | 12 | Karnataka | 1280.73 | 4790.6 | 1866.6 | 15.2 | 1 | 1882.8 | 7045.16 | 232.77 | 7277.93 | 15232.06 | KA | 12 | Karnataka | 1280.73 | 4912.6 | 1867.1 | 20.2 | 1 | 1888.3 | 7091.75 | 255.1 | 7346.85 | 15428.48 | KA | 122 | 68.92 | 5.5 | 0
KL | 13 | Kerala | 222.02 | 62.5 |  | 0.72 |  | 0.72 | 100 | 42.23 | 142.23 | 427.47 | KL | 13 | Kerala | 230.02 | 62.5 |  | 2.27 |  | 2.27 | 150 | 107 | 257 | 551.79 | KL | 0 | 114.77 | 1.55 | 8
MP | 14 | Madhya Pradesh | 95.91 | 2519.89 | 93 | 12.35 | 15.4 | 120.75 | 2208.48 | 49.98 | 2258.46 | 4995.01 | MP | 14 | Madhya Pradesh | 99.71 | 2519.89 | 92.5 | 14.85 | 15.4 | 122.75 | 2386.31 | 76.91 | 2463.22 | 5205.57 | MP | 0 | 204.76 | 2 | 3.8
MH | 15 | Maharashtra | 379.575 | 5000.33 | 2499.7 | 16.4 | 12.59 | 2528.69 | 1582.24 | 219.56 | 1801.8 | 9710.395 | MH | 15 | Maharashtra | 379.58 | 5000.33 | 2568 | 16.4 | 12.59 | 2596.99 | 1642.24 | 647.73 | 2289.97 | 10266.87 | MH | 0 | 488.17 | 68.3 | 0.005
NE | 16 | Manipur | 5.45 | [5 empty] | 0 | 5.16 | 5.16 | 10.61 | NE | 16 | Manipur | 5.45 | [5 empty] | 0 | 6.36 | 6.36 | 11.81 | NE | 0 | 1.2 | 0 | 0
NE | 17 | Meghalaya | 32.53 |  |  | 13.8 |  | 13.8 | 0 | 0.12 | 0.12 | 46.45 | NE | 17 | Meghalaya | 32.53 |  |  | 13.8 |  | 13.8 | 0 | 0.12 | 0.12 | 46.45 | NE | 0 | 0 | 0 | 0
NE | 18 | Mizoram | 36.47 | [5 empty] | 0.1 | 1.42 | 1.52 | 37.99 | NE | 18 | Mizoram | 36.47 | [5 empty] | 0.1 | 1.43 | 1.53 | 38 | NE | 0 | 0.01 | 0 | 0
NE | 19 | Nagaland | 30.67 | [5 empty] | 0 | 1 | 1 | 31.67 | NE | 19 | Nagaland | 30.67 | [5 empty] | 0 | 1 | 1 | 31.67 | NE | 0 | 0 | 0 | 0
OD | 20 | Odisha | 64.625 |  | 50.4 | 8.82 |  | 59.22 | 383.56 | 14.28 | 397.84 | 521.685 | OD | 20 | Odisha | 88.63 |  | 50.4 | 8.82 |  | 59.22 | 383.56 | 18.16 | 401.72 | 549.57 | OD | 0 | 3.88 | 0 | 24.005
PB | 21 | Punjab | 173.55 |  | 194 | 123.1 | 10.75 | 327.85 | 828.58 | 118.52 | 947.1 | 1448.5 | PB | 21 | Punjab | 173.55 |  | 299.5 | 173.95 | 10.75 | 484.2 | 828.58 | 118.52 | 947.1 | 1604.85 | PB | 0 | 0 | 156.35 | 0
RJ | 22 | Rajasthan | 23.85 | 4299.72 | 119.3 | 2 |  | 121.3 | 4882.69 | 255.22 | 5137.91 | 9582.78 | RJ | 22 | Rajasthan | 23.85 | 4326.82 | 119.25 | 2 |  | 121.25 | 5053.58 | 419 | 5472.58 | 9944.5 | RJ | 27.1 | 334.67 | -0.05 | 0
NE | 23 | Sikkim | 52.11 | [5 empty] | 0 | 0.07 | 0.07 | 52.18 | NE | 23 | Sikkim | 52.11 | [5 empty] | 0 | 0.07 | 0.07 | 52.18 | NE | 0 | 0 | 0 | 0
TN | 24 | Tamil Nadu | 123.05 | 9304.34 | 969 | 28.55 | 6.4 | 1003.95 | 3759.89 | 155.99 | 3915.88 | 14347.22 | TN | 24 | Tamil Nadu | 123.05 | 9431.54 | 969.1 | 43.55 | 6.4 | 1019.05 | 4090.15 | 313.33 | 4403.48 | 14977.12 | TN | 127.2 | 487.6 | 15.1 | 0
TS | 25 | Telangana | 90.87 | 128.1 | 158.1 | 1 | 26 | 185.1 | 3530.29 | 90.46 | 3620.75 | 4024.82 | TS | 25 | Telangana | 90.87 | 128.1 | 158.1 | 2 | 45.8 | 205.9 | 3784.27 | 152.09 | 3936.36 | 4361.23 | TS | 0 | 315.61 | 20.8 | 0
NE | 26 | Tripura | 16.01 | [5 empty] | 5 | 4.41 | 9.41 | 25.42 | NE | 26 | Tripura | 16.01 | [5 empty] | 5 | 4.41 | 9.41 | 25.42 | NE | 0 | 0 | 0 | 0
UP | 27 | Uttar Pradesh | 25.1 |  | 1957.5 | 158.01 |  | 2115.51 | 949 | 146.1 | 1095.1 | 3235.71 | UP | 27 | Uttar Pradesh | 49.1 |  | 1957.5 | 159.76 |  | 2117.26 | 1410.25 | 257.25 | 1667.5 | 3833.86 | UP | 0 | 572.4 | 1.75 | 24
UK | 28 | Uttarakhand | 214.32 |  | 73 | 57.5 |  | 130.5 | 239.78 | 76.12 | 315.9 | 660.72 | UK | 28 | Uttarakhand | 214.32 |  | 72.72 | 57.5 |  | 130.22 | 239.78 | 113.63 | 353.41 | 697.95 | UK | 0 | 37.51 | -0.28 | 0
WB | 29 | West Bengal | 98.5 |  | 300 | 19.92 |  | 319.92 | 70 | 44.46 | 114.46 | 532.88 | WB | 29 | West Bengal | 98.5 |  | 300 | 19.92 |  | 319.92 | 100 | 49.84 | 149.84 | 568.26 | WB | 0 | 35.38 | 0 | 0
| 30 | Andaman & Nicobar | 5.25 | [5 empty] | 7.6 | 4.59 | 12.19 | 17.44 | 0 | 30 | Andaman & Nicobar | 5.25 | [5 empty] | 24.63 | 4.59 | 29.22 | 34.47 | 0 | 0 | 17.03 | 0 | 0
UT | 31 | Chandigarh | [6 empty] | 6.34 | 34.21 | 40.55 | 40.55 | UT | 31 | Chandigarh | [6 empty] | 6.34 | 38.82 | 45.16 | 45.16 | UT | 0 | 4.61 | 0 | 0
UT | 32 | Dadar & Nagar Haveli | [6 empty] | 2.49 | 2.97 | 5.46 | 5.46 | UT | 32 | Dadar & Nagar Haveli | [6 empty] | 2.49 | 2.97 | 5.46 | 5.46 | UT | 0 | 0 | 0 | 0
UT | 33 | Daman & Diu | [6 empty] | 10.15 | 9.71 | 19.86 | 19.86 | UT | 33 | Daman & Diu | [6 empty] | 10.15 | 30.4 | 40.55 | 40.55 | UT | 0 | 20.69 | 0 | 0
DL | 34 | Delhi |  |  |  |  | 52 | 52 | 8.96 | 156.2 | 165.16 | 217.16 | DL | 34 | Delhi |  |  |  |  | 52 | 52 | 8.96 | 184.01 | 192.97 | 244.97 | DL | 0 | 27.81 | 0 | 0
| 35 | Lakshwadeep | [6 empty] | 0.75 | 0 | 0.75 | 0.75 | 0 | 35 | Lakshwadeep | [6 empty] | 0.75 | 0 | 0.75 | 0.75 | 0 | 0 | 0 | 0 | 0
UT | 36 | Pondicherry | [6 empty] | 0.03 | 5.48 | 5.51 | 5.51 | UT | 36 | Pondicherry | [6 empty] | 0.03 | 9.3 | 9.33 | 9.33 | UT | 0 | 3.82 | 0 | 0
| 37 | Others |  | 4.3 | [7 empty] | 4.3 | 0 | 37 | Others |  | 4.3 | [7 empty] | 4.3 | 0 | 0 | 0 | 0 | 0
|  | Total (MW) | 4683.155 | 37743.75 | 9200.5 | 674.81 | 147.64 | 10022.95 | 32112.51 | 2515.31 | 34627.82 | 87077.675 | 0 |  | Total (MW) | 4783.055 | 38789.15 | 9373.87 | 772.05 | 168.64 | 10314.56 | 34759.13 | 4324.58 | 39083.71 | 92970.475 |  | 1045.4 | 4455.89 | 291.61 | 99.9
| MW = Megawatt | [11 empty] | 0 |  |  | 99.9 | 1045.4 | 173.37 | 97.24 | 21 | 291.61 | 2646.62 | 1809.27 | 4455.89 | 5892.8 | 0 | 1045.4 | 4455.89 | 291.61 | 99.9

## Source-BTI
|  | Source: BridgetoIndia.com INDIA RENEWABLE MAP 2019 September | [6 empty] | Source: BridgetoIndia.com INDIA RENEWABLE MAP 2020 JUNE | [6 empty] | Source: Bridgetoindia.com INDIA SOLAR MAP DECEMBER 2020
|  | Total utility scale solar and wind capacity as on 30 September 2019 | [6 empty] | Total utility scale solar and wind capacity as on 30 June 2020 | [6 empty] | Total utility scale solar capacity as on 31 December, 2020,
|  | Commissioned (MW) |  |  | Pipeline (MW) |  |  |  | Commissioned (MW) |  |  | Pipeline (MW) |  |  |  | Commissioned (MW) |  |  | Pipeline (MW)
| States | Solar | Wind | Total | Solar | Wind | Total |  | Solar | Wind | Total | Solar | Wind | Total |  | Solar |  | Total | Solar |  | Total
| UP | 840 |  | 840 | 1170 |  | 1170 | UP | 953 |  | 953 | 1523 |  | 1523 | UP | 1001 | 5.037% |  | 1545 | 1.445% |  | Seems ok
| PB | 850 |  | 850 |  |  | 0 | PB | 930 |  | 930 | 110 |  | 110 | PB | 930 | 0% |  | 110 | 0% |  | Seems ok
| UK | 225 |  | 225 |  |  | 0 | UK | 225 |  | 225 |  |  | 0 | UK | 225 | 0% |  |  | #DIV/0! |  | Seems ok
| HR | 57 |  | 57 |  |  | 0 | HR | 156 |  | 156 | 50 |  | 50 | HR | 139 | -10.9% |  | 351 | 602% |  | CHECK
| RJ | 3922 | 6172 | 10094 | 4070 |  | 4070 | RJ | 4947 | 4311 | 9258 | 19118 | 356 | 19474 | RJ | 5096 | 3.012% |  | 27263 | 42.6% |  | Seems ok
| GJ | 2046 | 6878 | 8924 | 2065 | 198 | 2263 | GJ | 2153 | 7223 | 9376 | 2955 | 6189 | 9144 | GJ | 2489 | 15.61% |  | 3356 | 13.57% |  | Seems ok
| MP | 1927 | 2429 | 4356 | 202 |  | 202 | MP | 2333 | 2493 | 4826 | 396 | 624 | 1020 | MP | 2471 | 5.915% |  | 335 | -15.4% |  | Seems ok
| MH | 1474 | 4783 | 6257 | 2015 | 500 | 2515 | MH | 1582 | 5028 | 6610 | 2702 | 401 | 3103 | MH | 1846 | 16.69% |  | 2752 | 1.85% |  | Seems ok
| KA | 6500 | 4742 | 11242 | 1233 | 0 | 1233 | KA | 7325 | 5109 | 12434 | 391 | 1175 | 1566 | KA | 7370 | 0.6143% |  | 466 | 19.18% |  | Seems ok
| KL | 78 | 58 | 136 | 22 |  | 22 | KL | 82 | 58 | 140 | 142 |  | 142 | KL | 132 | 60.98% |  | 217 | 52.82% |  | CHECK
| TN | 3360 | 9574 | 12934 | 611 |  | 611 | TN | 3814 | 8856 | 12670 | 1004 | 800 | 1804 | TN | 3901 | 2.281% |  | 1063 | 5.876% |  | Seems ok
| AP | 3488 | 4092 | 7580 | 1325 |  | 1325 | AP | 3660 | 4038 | 7698 | 1315 |  | 1315 | AP | 3908 | 6.776% |  | 1111 | -15.51% |  | CHECK
| TS | 3521 | 128 | 3649 | 152 |  | 152 | TS | 3651 |  | 3651 | 217 |  | 217 | TS | 3616 | -0.9586% |  | 138 | -36.41% |  | CHECK
| OD | 385 |  | 385 | 101 |  | 101 | OD | 437 |  | 437 | 76 |  | 76 | OD | 493 | 12.81% |  | 20 | -73.68% |  | CHECK
| CG | 207 |  | 207 |  |  | 0 | CG | 210 |  | 210 |  |  | 0 | CG | 219 | 4.286% |  | 0 | #DIV/0! |  | Seems ok
| WB | 105 | 2 | 107 |  |  | 0 | WB | 100 | 2 | 102 | 10 |  | 10 | WB | 125 | 25% |  | 20 | 100% |  | CHECK
| BR | 126 |  | 126 |  |  | 0 | BR | 106 |  | 106 | 2 |  | 2 | BR | 106 | 0% |  | 2 | 0% |  | Seems ok
| JH | 24 |  | 24 |  |  | 0 | JH | 24 |  | 24 |  |  | 0 | JH | 24 | 0% |  | 50 | #DIV/0! |  | Seems ok
Andaman and Nicobar Islands | UT | 5 |  | 5 | 25 |  | 25 | UT | 25 |  | 25 | 25 |  | 25 | UT |  | -100% |  |  | -100%
[8 empty] | 0 | [6 empty] | AS | 37 | #DIV/0! |  | 145 | #DIV/0!
| Total | 29140 | 38858 | 67998 | 12991 | 698 | 13689 | Total | 32713 | 37118 | 69831 | 30036 | 9545 | 39581 | Total | 34128 | 4.325% |  | 38944 | 29.66% |  | Seems ok
| National Total (Page 1, top Right) | 29722 | 36928 | 66650 | 18432 | 10233 | 28665 | National Total (Page 1, top Right) | 32561 | 37247 | 69808 | 42263 | 10094 | 52357 | National Total (Page 1, top Right) | 34197 | 5.024% |  | 46246 | 9.424%
| Diff | 582 | -1930 | -1348 | 5441 | 9535 | 14976 | Diff | -152 | 129 | -23 | 12227 | 549 | 12776 | Diff | 69 |  | 0 | 7302 |  | 0
[15 empty] | CHECK | 8413 |  |  | 1857
|  | Capacity added between the period |  | % of the pipeline comissioned
|  | Solar | Wind | Solar | Wind
| UP | 113 | 0 | 9.658% | NA
| PB | 80 | 0 | NA | NA
| UK | 0 | 0 | NA | NA
| HR | 99 | 0 | NA | NA
| RJ | 1025 | -1861 | 25.18% | NA
| GJ | 107 | 345 | 5.182% | 174.2%
| MP | 406 | 64 | 201% | NA
| MH | 108 | 245 | 5.36% | 49%
| KA | 825 | 367 | 66.91% | NA
| KL | 4 | 0 | 18.18% | NA
| TN | 454 | -718 | 74.3% | NA
| AP | 172 | -54 | 12.98% | NA
| TS | 130 | -128 | 85.53% | NA
| OD | 52 | 0 | 51.49% | NA
| CG | 3 | 0 | NA | NA
| WB | -5 | 0 | NA | NA
| BR | -20 | 0 | NA | NA
| JH | 0 | 0 | NA | NA
| UT | 20 | 0 | 80% | NA
| 0 | 0 | 0 | NA | NA
| Total | 3573 | -1740
| National Total (Page 1, top Right) | 2839 | 319
Note on G28: h. Location for 9,285 MW of pipeline projects under inter-state transmission tenders is not available.
Note on T28: 2. Location data is not available for 7,262 MW

## SECI-SolarParks (hidden)
List of Solar Parks as on 30-09-2020 | [5 empty] | https://www.seci.co.in/solarpark/statewise-solar-parks
Sl. | State | Solar Park | Date of in-principle approval | Capacity | Name of the Solar Power Parks Developer (SPPD)
No. |  |  |  | (MW)
1. | Andhra Pradesh | Ananthapuramu-I Solar Park | 28-11-2014 | 1500 | AP Solar Power Corporation Pvt. Ltd. (APSPCL), JVC of SECI, APGENCO and NREDCAP
2. |  | Kurnool Solar Park | 28-11-2014 | 1000
3. |  | Kadapa Solar Park | 2015-09-10 | 1000
4. |  | Ananthapuramu-II Solar Park | 15-01-2016 | 500
5. |  | Hybrid Solar Wind Park | 2018-10-01 | 160
6. | Arunachal Pradesh | Lohit Solar Park | 29-04-2015 | 20 | Arunachal Pradesh Energy Development Agency (APEDA)
7. | Gujarat | Radhnesada Solar Park | 2014-01-12 | 700 | Gujarat Power Corporation Limited (GPCL)
8. |  | Harsad Solar Park | 2017-12-07 | 350
9. |  | Dholera Solar Park Ph-I | 2018-04-05 | 1000
10. |  | Dholera Solar Park Ph-II | 25-06-2019 | 4000 | Solar Energy Corporation of India (SECI)
11. | Himachal Pradesh | Kaza Solar Park | 17-09-2020 | 1000 | JVC of SJVN & Govt of HP
12. | Jharkhand | Floating Solar Park | 2019-04-04 | 150 | Solar Energy Corporation of India (SECI)
13. | Karnataka | Pavagada Solar Park | 19-03-2015 | 2000 | Karnataka Solar Power Development Corporation Pvt. Ltd. (KSPDCL), JVC of KREDL & SECI
14. | Kerala | Kasargod Solar Park | 19-03-2015 | 105 | Renewable Power Corporation of Kerala Limited (RPCKL), JVC of SECI
15. | Madhya Pradesh | Rewa Solar Park | 2014-01-12 | 750 | Rewa Ultra Mega Solar Limited (RUMSL), JVC of MPNRED & SECI
16. |  | Mandsaur Solar Park | 15-01-2016 | 250
17. |  | Neemuch | 28-01-2020 | 500 | Rewa Ultra Mega Solar Limited (RUMSL), JVC of MPNRED & SECI
18. |  | Agar | 28-01-2020 | 550 | Rewa Ultra Mega Solar Limited (RUMSL), JVC of MPNRED & SECI
19. |  | Shajapur | 28-01-2020 | 450 | Rewa Ultra Mega Solar Limited (RUMSL), JVC of MPNRED & SECI
20. |  | Omkareswar Floating Solar Park | 17-09-2020 | 600 | Rewa Ultra Mega Solar Limited (RUMSL), JVC of MPNRED & SECI
21. |  | Chhattarpur Solar Park | 17-09-2020 | 950 | Rewa Ultra Mega Solar Limited (RUMSL), JVC of MPNRED & SECI
22. |  | Barethi Solar Park | 17-09-2020 | 550 | NTPC
23. | Maharashtra | Sai Guru Solar Park (Pragat) | 29-09-2015 | 500 | M/s Sai Guru Mega Solar Park Pvt. Ltd. (formerly M/s Pragat Akshay Urja Ltd.)
24. |  | Patoda Solar Park (Paramount) | 17-12-2015 | 150 | M/s Paramount Solar Power Pvt. Ltd. (formerly M/s K. P. Power Pvt. Ltd.)
25. |  | Dondaicha Solar Park | 17-12-2015 | 250 | Maharashtra State Electricity Generating Company Ltd. (MAHAGENCO)
26. | Manipur | Bukpi Solar Park | 18-12-2017 | 20 | Manipur Tribal Development Corpn. Ltd. (MTDCL)
27. | Meghalaya | Solar park in Meghalaya | 2014-02-12 | 20 | Meghalaya Power Generation Corporation Ltd (MePGCL)
28. | Mizoram | Vankal Solar Park | 13-10-2017 | 20 | Power & Electricity Department
29. | Odisha | Solar Park by NHPC | 22-10-2018 | 40 | NHPC Limited
30. |  | Solar Park by NHPC | 22-10-2018 | 100 | NHPC Limited
(on 19-03-2020, the capacity of 100 MW split in to two parks of 40 MW and 100 MW by enhancing the capacity by 40 MW
31. | Rajasthan | Bhadla-II Solar Park | 2014-02-12 | 680 | Rajasthan Solar Park Development Company Ltd. (RSDCL)
32. |  | Bhadla-III Solar Park | 2014-12-12 | 1000 | M/s Surya Urja Company of Rajasthan Ltd (SUCRL) JVC of State Govt
33. |  | Bhadla-IV Solar Park | 29-09-2015 | 500 | M/s Adani Renewable Energy Park Rajasthan Limited (AREPRL) JVC of State Govt
34. |  | Phalodi-Pokaran Solar Park | 17-12-2015 | 750 | M/s Essel Surya Urja Company of Rajasthan Limited (ESUCRL) JVC of State Govt
35. |  | Fatehgarh Phase-1B Solar Park | 2016-01-02 | 421 | M/s Adani Renewable Energy Park Rajasthan Limited (AREPRL) JVC of State Govt
36. |  | Nokh Solar Park | 18-07-2017 | 925 | Rajasthan Solar Park Development Company Ltd. (RSDCL)
37. | Uttar Pradesh | Solar Park in UP | 2014-02-12 | 440 | Lucknow Solar Power Development Corporation Ltd. (LSPDCL) JVC of UPNEDA & SECI
38. |  | Jalaun Solar Park | 17-09-2020 | 1200 | BSUL
Total |  |  |  | 25101

## CEA-underConsSOLAR0 (hidden)
Central Electricity Authority / के न्द्रीय विद्यतु प्राधिकरण Renewable Energy Project Monitoring Division/निीकरणीय ऊर्ाा पररयोर्ना प्रबोिन प्रभाग |  |  |  |  | https://img.saurenergy.com/2020/08/underconstruction.pdf
Summary of Underconstruction Solar Power Projects (SECI)
S.No | Scheme | Total Capacity Tendered (MW) | Total Capacity Awarded (MW) | Under Construction Capacity (MW)
1 | 2000 MW ISTS Connected Solar PV Projects (ISTS-I) | 2000 | 2000 | 2000
2 | 3000 MW ISTS Connected Solar PV Projects (ISTS-II) | 3000 | 600 | 600
3 | 1200 MW ISTS Connected Projects (ISTS-III) | 1200 | 1200 | 1200
4 | 1200 MW ISTS Connected Projects (ISTS-IV) | 1200 | 1150 | 1150
5 | 1200 MW ISTS Connected Projects (ISTS- V) | 1200 | 480 | 480
6 | 1200 MW ISTS Connected Projects (ISTS- VI) | 1200 | 900 | 900
7 | 1200 MW ISTS Connected Projects (ISTS- VIII) | 1200 | 1200 | 1200
8 | 2000 MW ISTS Connected Projects (ISTS- IX) | 2000 | 2000 | 2000
9 | 750 MW Rajasthan (Tranche-I) | 750 | 750 | 750
10 | 750 MW Rajasthan (Tranche-II) | 750 | 680 | 610
11 | 150 MW Grid Connected Floating Solar PV Plants | 150 | 150 | 150
12 | 750 MW Kadapa Solar Park (5000 MW VGF Scheme) | 750 | 750 | 750
13 | CPSU Scheme (Tranche-I, 2000 MW) | 2000 | 922 | 922
14 | CPSU Scheme (Tranche-II, 1500 MW) | 1500 | 1104 | 1104
| Total | 18900 | 13886 | 13816

## CEA-underConsSOLAR1 (hidden)
Status of Underconstruction Solar Power Projects | [6 empty] | https://img.saurenergy.com/2020/08/underconstruction.pdf
Physical attributes
S-NO | SPV/ Parent/ Holding Company (Name of Project Company/ SPD) | Capacity (MW) | Type | Bidding Scheme | State | Project Location
1 | Mahindra Renewables Private Limited | 250 | Solar | 2000 MW ISTS Connected Solar PV Projects (ISTS-I) | Rajasthan | Vill-Bhiv Ji ka Gaon, Tehsil- Bap, Dist.-Jodhpur
2 | Kilaj Solar (Maharashtra) Pvt. Ltd | 50 | Solar | 2000 MW ISTS Connected Solar PV Projects (ISTS-I) | Rajasthan | Vill:, Nure Ki Bhurj/Sihra, Dist: Jodhpur
3 | ACME Raisar Solar Energy Private Limited | 300 | Solar | 2000 MW ISTS Connected Solar PV Projects (ISTS-I) | Rajasthan | Village-Sanwara, Tehsil- Pokhran, Dist.-Jaisalmer, Rajasthan
4 | ACME Phalodi Solar Energy Private Limited | 300 | Solar | 2000 MW ISTS Connected Solar PV Projects (ISTS-I) | Rajasthan | Village-Sanwara, Tehsil- Pokhran, Dist.-Jaisalmer, Rajasthan
5 | Azure Power Forty Three Private Limited | 300 | Solar | 2000 MW ISTS Connected Solar PV Projects (ISTS-I) | Rajasthan | Village Jagdev wala and Daudsar, Tehsil Bikaner, District Bikaner
6 | Azure Power Forty Three Private Limited | 300 | Solar | 2000 MW ISTS Connected Solar PV Projects (ISTS-I) | Rajasthan | Village Jagdev wala and Daudsar, Tehsil Bikaner, District Bikaner
7 | Clean Solar Power (Jodhpur) Pvt. Ltd | 250 | Solar | 2000 MW ISTS Connected Solar PV Projects (ISTS-I) | Rajasthan | Vill-Noore Bhurj, Tehsil-Bap- Dist.-Jodhpur
8 | Arina Solar Private Limited | 250 | Solar | 2000 MW ISTS Connected Solar PV Projects (ISTS-I) | Tamil Nadu | Vill-Ettayapuram, Dist.- Thoothukudi, Tamilnadu
9 | ACME Deoghar Solar Power Pvt. Ltd. | 300 | Solar | 3000 MW ISTS Connected Solar PV Projects (ISTS-II) | Rajasthan | Village-Sanwara, Tehsil- Pokhran, Dist.-Jaisalmer, Rajasthan
10 | ACME Dhaulpur Powertech Pvt. Ltd. | 300 | Solar | 3000 MW ISTS Connected Solar PV Projects (ISTS-II) | Rajasthan | Village-Sanwara, Tehsil- Pokhran, Dist.-Jaisalmer, Rajasthan
11 | SBSR Power Cleantech Eleven Pvt. Ltd. | 300 | Solar | 1200 MW ISTS Connected Projects (ISTS-III) | Rajasthan | Vill: Lalsar & Hapasar, Tehsil: Bikaner, Dist: Bikaner, State Rajasthan
12 | ReNew Sun Waves Pvt. Ltd. | 300 | Solar | 1200 MW ISTS Connected Projects (ISTS-III) | Rajasthan | Vill: Mandhopura, Tehsil: Fatehgarh, Dist: Jaisalmer, State Rajasthan
13 | Eden Renewable Cite Pvt. Ltd. | 300 | Solar | 1200 MW ISTS Connected Projects (ISTS-III) | Rajasthan | Vill: Sanawara/Sunawara, Tehsil: Pokhran, Dist: Jaisalmer, State Rajasthan
14 | Azure Power Forty One Pvt. Ltd. | 300 | Solar | 1200 MW ISTS Connected Projects (ISTS-III) | Rajasthan | Vill: Noore Ki Bhurj, Tehsil: Bap, Dist:Jodhpur Rajasthan
15 | Ayana Renewable Power One Pvt. Ltd. | 300 | Solar | 1200 MW ISTS Connected Projects (ISTS-IV) | Rajasthan | Vill: Khichiya, Bikaner Dist., Rajasthan
16 | Renew Solar Energy (Jharkhand Three) Pvt. Ltd. | 300 | Solar | 1200 MW ISTS Connected Projects (ISTS-IV) | Rajasthan | Vil: Mandhopura, Tehsil: Fatehgarh, Dist Jaisalmer, Rajasthan
17 | Azure Power Maple Pvt. Ltd. | 300 | Solar | 1200 MW ISTS Connected Projects (ISTS-IV) | Rajasthan | Vill: Sonanda, Shekhar, Bandhari & Kesarapura Teshsil: Bap, Dist. Jodhpur, Rajasthan
18 | Mega SuryaUrja Pvt. Ltd. | 250 | Solar | 1200 MW ISTS Connected Projects (ISTS-IV) | Rajasthan | Jodhpur Dist., Rajasthan
19 | GRT Jewellers (India) Pvt. Ltd. | 150 | Solar | 1200 MW ISTS Connected Projects (ISTS-V) | Tamil Nadu | Taluka: Ettayapuram, Kayathar, District: Thoothukkudi, Tamil Nadu
20 | SBE Renewables Sixteen Pvt. Ltd. | 150 | Solar | 1200 MW ISTS Connected Projects (ISTS-V) | Rajasthan | Village: Ugraas, Nagnechi nagar and Dadhu, Tehsil: Phalodi, District: Jodhpur, State: Rajasthan
21 | SBE Renewables Sixteen Pvt. Ltd. | 180 | Solar | 1200 MW ISTS Connected Projects (ISTS-V) | Rajasthan | Village: Lakhasar, Tehsil: Pokhran, District: Jaisalmer, State: Rajasthan
22 | Avaada Sustainable RJProject Private Limited | 300 | Solar | 1200 MW ISTS Connected Projects (ISTS-VI) | Rajasthan | Village: Noorsar, Tehsil: Bikaner in Bikaner, Rajasthan
23 | Masaya Solar Energy Private Limited | 300 | Solar | 1200 MW ISTS Connected Projects (ISTS-VI) | Madhya Pradesh | Khandwa, Madhya Pradesh
24 | ReNew Solar Urja Private Limited | 300 | Solar | 1200 MW ISTS Connected Projects (ISTS-VI) | Rajasthan | Village Mandhopura, Tehsil Fatehgarh, District Jaisalmer, State Rajasthan
25 | SBE Renewables Fifteen Pvt. Ltd. | 300 | Solar | 1200 MW ISTS Connected Projects (ISTS-VIII) | Rajasthan | Vill: Mandali, Tehsil: Bap, Dist: Jodhpur, Rajasthan
26 | SBE Renewables Fifteen Pvt. Ltd. | 300 | Solar | 1200 MW ISTS Connected Projects (ISTS-VIII) | Rajasthan | Vill: Badi Sid, Tehsil:Bap, Dist: Jpdhpur, Rajasthan
27 | AMP Energy Green Pvt. Ltd. | 100 | Solar | 1200 MW ISTS Connected Projects (ISTS-VIII) | Rajasthan | Vill: Ekalpar, Tehsil: Sam, Dist: Jaisalmer, Rajasthan
28 | Eden Renewable Alma Pvt. Ltd. | 300 | Solar | 1200 MW ISTS Connected Projects (ISTS-VIII) | Rajasthan | Kansingh ki Sir (Sid), Tehsil: Bap, Dist: Jodhpur, Rajasthan
29 | ReNew Solar Power Pvt. Ltd. | 200 | Solar | 1200 MW ISTS Connected Projects (ISTS-VIII) | Rajasthan | Vill: Mandhopura, Tehsil: Fatehgarh, Dist: Jaisalmer, State Rajasthan
30 | AMP Energy Green Pvt. Ltd. | 100 | Solar | 2000 MW ISTS Connected Projects (ISTS-IX) | Rajasthan | Village: Badi Seed & Ranjeet Nagar, Tehsil: Bap, Distt: Jodhpur State: Rajasthan
31 | Avikiran Surya India Pvt. Ltd. | 300 | Solar | 2000 MW ISTS Connected Projects (ISTS-IX) | Rajasthan | Vill: Dholera 1, Jamsar, Dist: Bikaner, Rajasthan
32 | Ayana Renewable Power Pvt Ltd | 300 | Solar | 2000 MW ISTS Connected Projects (ISTS-IX) | Rajasthan | Bikaner District, Rajasthan
33 | Eden Renewable Bercy Pvt. Ltd. | 300 | Solar | 2000 MW ISTS Connected Projects (ISTS-IX) | Rajasthan | Vill: Pusar/Pushad, Tehsil: Sheo, Barmer, Rajasthan
34 | IB Vogt Singapore Pte Ltd | 300 | Solar | 2000 MW ISTS Connected Projects (ISTS-IX) | Rajasthan | Jaisalmer (near villages Neemba, Deora), Tehsil: Fatehgarh, Distt: Jaisalmer, State: Rajasthan
35 | ReNew Solar Power Pvt. Ltd. | 300 | Solar | 2000 MW ISTS Connected Projects (ISTS-IX) | Rajasthan | Village - Neebma, Tehsil - Fatehgarh, Dist. - Jaisalmer, State - Rajasthan
36 | ReNew Solar Power Pvt. Ltd. | 100 | Solar | 2000 MW ISTS Connected Projects (ISTS-IX) | Rajasthan | Village - Neebma, Tehsil - Fatehgarh, Dist. - Jaisalmer, State - Rajasthan
37 | Solarpack Corporacion Technologica S.A | 300 | Solar | 2000 MW ISTS Connected Projects (ISTS-IX) | Rajasthan | Vill: Bari Seer, Tehsil: Baap, Dist: Jodhpur, Rajasthan
38 | ACME Aklera Power Technology Pvt. Ltd | 250 | Solar | 750 MW Rajasthan (Tranche-I) | Rajasthan | Vill: Bhainsara, Tehsil: Bhaniyana, Dist: Jaisalmer, State Rajasthan
39 | Fortum Solar Plus Pvt. Ltd. | 250 | Solar | 750 MW Rajasthan (Tranche-I) | Rajasthan | Vill: Bainsada , Tehsil: Pokhran, Dist: Jaisalmer, State Rajasthan
40 | ReNew Solar Energy (Jharkhand Five) Pvt. Ltd | 110 | Solar | 750 MW Rajasthan (Tranche-I) | Rajasthan | Vill: Bhainsara, Tehsil: Fatehgarh, Dist: Jaisalmer, State Rajasthan
41 | Sitara Solar Energy Pvt. Ltd. | 100 | Solar | 750 MW Rajasthan (Tranche-I) | Rajasthan | Vill: Kanasar, Tehsil: Bap, Dist: Jodhpur, State Rajasthan
42 | Palimarwar Solar House Pvt. Ltd. | 20 | Solar | 750 MW Rajasthan (Tranche-I) | Rajasthan | Vill: Hariyasar, Tehsil: Pokhran, Dist: Jaisalmer, State Rajasthan
43 | Palimarwar Solar House Pvt. Ltd. | 20 | Solar | 750 MW Rajasthan (Tranche-I) | Rajasthan | Vill: Hariyasar, Tehsil: Pokhran, Dist: Jaisalmer, State Rajasthan
44 | NTPC Limited | 160 | Solar | 750 MW Rajasthan (Tranche-II) | Rajasthan | Vill: Jetsar, Dist. Sri Ganga Nagar, Rajasthan
45 | - | 200 | Solar | 750 MW Rajasthan (Tranche-II) | Rajasthan | Bikaner Dist. Rajasthan
46 | Clean Solar Power (BHAINSADA) Pvt. Ltd. | 250 | Solar | 750 MW Rajasthan (Tranche-II) | Rajasthan | Vill: Bhainsada, Amarsar/Balwantgarh, Tehsil: Bhaniyana, Dist: Jaisalmer, Rajasthan
47 | Auxo Sunlight Pvt. Ltd. | 50 | Solar | 150 MW Grid Connected Floating Solar PV Plants | Uttar Pradesh | Rihand Dam, Sonbhadra Dist. UP
48 | ReNew Sun Power Pvt. Ltd. | 50 | Solar | 150 MW Grid Connected Floating Solar PV Plants | Uttar Pradesh | Rihand Dam, Sonbhadra Dist. UP
49 | Rihan Floating Solar Pvt. Ltd. | 50 | Solar | 150 MW Grid Connected Floating Solar PV Plants | Uttar Pradesh | Rihand Dam, Sonbhadra Dist. UP
50 | SB Energy Seven Pvt Ltd. | 250 | Solar | 750 MW Kadapa Solar Park (5000 MW VGF Scheme) | Andhra Pradesh | Kadapa Solar Park
51 | Sprng Soura Kiran Vidyut Pvt Ltd. | 250 | Solar | 750 MW Kadapa Solar Park (5000 MW VGF Scheme) | Andhra Pradesh | Kadapa Solar Park
52 | Ayana Renewable Power Pvt. Ltd. | 250 | Solar | 750 MW Kadapa Solar Park (5000 MW VGF Scheme) | Andhra Pradesh | Kadapa Solar Park
53 | NTPC Limited | 769 | Solar | CPSU Scheme (Tranche-I, 2000 MW) |  | Any where in India
54 | NHDC LTD | 25 | Solar | CPSU Scheme (Tranche-I, 2000 MW) | Madhya Pradesh | Madhya pradesh
55 | The singareni Collieries Company limited | 90 | Solar | CPSU Scheme (Tranche-I, 2000 MW) |  | Various of Areas of SCCL
56 | Assam power Distribution Company Limited | 30 | Solar | CPSU Scheme (Tranche-I, 2000 MW) | Assam | Lower Assam zone, 2. Central Assam Zone,3 cachar,karimga nj, Hailakandi Assam
57 | Delhi Metro Rail Corporation Limited | 3 | Solar | CPSU Scheme (Tranche-I, 2000 MW) | Delhi | Metro Station Depots etc.of DMRC, Delhi
58 | Nalanda University | 5 | Solar | CPSU Scheme (Tranche-I, 2000 MW) | Bihar | Nalanda University, Rajgir
59 | NTPC Limited | 923 | Solar | CPSU Scheme (Tranche-II, 1500 MW) |  | Any where in India
60 | The Singareni Collieries Company Limited | 81 | Solar | CPSU Scheme (Tranche-II, 1500 MW) |  | Various of Areas of SCCL
61 | Indore Municipal Corporation | 100 | Solar | CPSU Scheme (Tranche-II, 1500 MW) | Madhya Pradesh | Yaswnath Sagar Dam Reservoir,Hatod Village, Indore District,madhya pradesh

## CEA_underConsWIND0 (hidden)
Central Electricity Authority / के न्द्रीय विद्यतु प्राधिकरण |  |  |  |  | https://img.saurenergy.com/2020/08/underconstruction.pdf
Renewable Energy Project Monitoring Division/निीकरणीय ऊर्ाा पररयोर्ना प्रबोिन प्रभाग
Summary of Underconstruction Wind Power Projects
S.No | Scheme | Total Capacity Tendered (MW) | Total Capacity Awarded (MW) | Under construction Capacity (MW)
1 | Trenche I | 1000 | 1049.9 | 50
2 | Trenche II | 1000 | 1000 | 315.5
3 | Trenche III | 2000 | 2000 | 1649.8
4 | Trenche IV | 2000 | 2000 | 2000
5 | Trenche V | 1200 | 1190 | 1190
6 | Trenche VI | 1200 | 1200 | 1200
7 | Trenche VII | 1200 | 480 | 480
8 | Trenche VIII | 1800 | 440.64 | 440.8
9 | Trenche IX | 1200
| Total | 12600 | 9360.54 | 7326.1

## CEA-underConsWIND1 (hidden)
Status of Underconstruction wind Power Projects | [7 empty] | https://img.saurenergy.com/2020/08/underconstruction.pdf
Physical attributes
S- NO | SPV/ Parent/ Holding Company (Name of Project Company/ SPD) | Capacity (MW) (Awarded) | Balance Capacity (MW) | Bidding Scheme | Type | State | Project Location
1 | Inox Wind Infrastructure Services Limited | 250 | 50 | Tranche I | Wind | Gujarat | Kutch
2 | ReNew Power Ventures Private Limited | 250 | 65.5 | Tranche II | Wind | Gujarat | Kutch
3 | Inox Wind Infrastructure Services Limited | 50 | 50 | Tranche II | Wind | Gujarat | Kutch
4 | Inox Wind Infrastructure Services Limited | 50 | 50 | Tranche II | Wind | Gujarat | Kutch
5 | Inox Wind Infrastructure Services Limited | 50 | 50 | Tranche II | Wind | Gujarat | Kutch
6 | Inox Wind Infrastructure Services Limited | 50 | 50 | Tranche II | Wind | Gujarat | Kutch
7 | Inox Wind Infrastructure Services Limited | 50 | 50 | Tranche II | Wind | Gujarat | Kutch
8 | ReNew Wind Energy (AP2) Private Limited | 100 | 100 | Tranche III | Wind | Gujarat | Kutch
9 | ReNew Wind Energy (AP2) Private Limited | 300 | 300 | Tranche III | Wind | Gujarat | Kutch
10 | Inox Wind Infrastructure Services Limited | 50 | 50 | Tranche III | Wind | Gujarat | Kutch
11 | Inox Wind Infrastructure Services Limited | 50 | 50 | Tranche III | Wind | Gujarat | Kutch
12 | Inox Wind Infrastructure Services Limited | 50 | 50 | Tranche III | Wind | Gujarat | Kutch
13 | Inox Wind Infrastructure Services Limited | 50 | 50 | Tranche III | Wind | Gujarat | Kutch
14 | Torrent Power Limited | 300.3 | 300.3 | Tranche III | Wind | Gujarat | Kutch
15 | Torrent Power Limited | 199.5 | 199.5 | Tranche III | Wind | Gujarat | Kutch
16 | Alfanar Energy Private Limited | 300 | 300 | Tranche III | Wind | Gujarat | Kutch
17 | Adani Green Energy (MP) Limited | 250 | 250 | Tranche III | Wind | Gujarat | Kutch
18 | Srijan Energy Systems Private Limited | 250 | 250 | Tranche IV | Wind | Gujarat | Kutch
19 | Sprng Renewable Energy Private Limited | 300 | 300 | Tranche IV | Wind | Tamil Nadu | Karur Dist
20 | Avikiran Solar India Pvt Ltd. | 285 | 285 | Tranche IV | Wind | Gujarat | Kutch
21 | Vivid Solaire Energy Pvt. Ltd. | 200 | 200 | Tranche IV | Wind | Tamil Nadu | Thirunelveli
22 | Inox Wind Infrastructure Services Limited | 50 | 50 | Tranche IV | Wind | Gujarat | Kutch
23 | Inox Wind Infrastructure Services Limited | 50 | 50 | Tranche IV | Wind | Gujarat | Kutch
24 | Adani Renewable Energy (TN) Limited | 50 | 50 | Tranche IV | Wind | Gujarat | Kutch
25 | Adani Renewable Energy (TN) Limited | 50 | 50 | Tranche IV | Wind | Gujarat | Kutch
26 | Adani Renewable Energy (TN) Limited | 50 | 50 | Tranche IV | Wind | Gujarat | Kutch
27 | Adani Renewable Energy (TN) Limited | 50 | 50 | Tranche IV | Wind | Gujarat | Kutch
28 | Adani Renewable Energy (TN) Limited | 50 | 50 | Tranche IV | Wind | Gujarat | Kutch
29 | Adani Renewable Energy (TN) Limited | 50 | 50 | Tranche IV | Wind | Gujarat | Kutch
30 | Mytrah Vayu (Brahmaput ra) Pvt Ltd | 300 | 300 | Tranche IV | Wind | Kerela | Palakkad
31 | ReNew Wind Energy (TN) Private Limited | 265 | 265 | Tranche IV | Wind | Gujarat | Kutch
32 | Torrent Power Limited | 115 | 115 | Tranche V | Wind
33 | Adani Wind Energy (GJ) Limited | 300 | 300 | Tranche V | Wind | Gujarat | Kutch
34 | Alfanar Energy Pvt. Ltd. | 300 | 300 | Tranche V | Wind | Gujarat | Kotda Madh village, Lakhpat Taluk, Kutch district.
35 | Sitac Kabini Renewables Private Limited | 300 | 300 | Tranche V | Wind | Gujarat | Kutch
36 | Ecoren Energy India Private Limited | 175 | 175 | Tranche V | Wind | Karnataka | Chittaradurga
37 | Adani Renewable Energy Park (Gujarat) Limited | 250 | 250 | Tranche VI | Wind | Gujarat | Kutch
38 | ReNew Wind Energy (TN) Private Limited | 300 | 300 | Tranche VI | Wind | Madhya Pradesh | Rajgarh
39 | Powerica Limited | 50.6 | 50.6 | Tranche VI | Wind | Gujarat | Dwarka
40 | SBESS Services Projectco Two Private Limited | 274.4 | 274.4 | Tranche VI | Wind | Maharastra | Beed
41 | SBESS Services Projectco Two Private Limited | 50 | 50 | Tranche VI | Wind | Maharastra | Beed
42 | Morjar Windfarm Development Pvt. Ltd. | 150 | 150 | Tranche VI | Wind | Gujarat
43 | Ecoren Energy India Private Limited | 125 | 125 | Tranche VI | Wind | Karnataka | Chittaradurga
44 | Betam Wind Energy Private Limited | 200 | 200 | Tranche VII | Wind | Gujarat | Dwarka
45 | ReNew Wind Energy (TN) Private Limited | 50 | 50 | Tranche VII | Wind | Gujarat | Kutch
46 | Sprng Vaayu Urja Private Limited | 100 | 100 | Tranche VII | Wind | Madhya Pradesh | Rajgarh
47 | Adani Renewable Energy Park (Gujarat) Limited | 130 | 130 | Tranche VII | Wind | Gujarat | Kutch
48 | CLP India Private Limited | 250.8 | 250.8 | Tranche VIII | Wind | Gujarat | Sidhpur, Dwarka Gujarat
49 | Avikiran Energy India Private Limited | 190 | 190 | Tranche VIII | Wind | Gujarat | Sidhpur, Dwarka Gujarat

## CEA-underConsSOLAR2
| Status of Underconstruction Solar Power Projects | [15 empty] | https://img.saurenergy.com/2020/08/underconstruction.pdf
Physical Progress
| S- NO | SPV/ Parent/ Holding Company (Name of Project Company/ SPD) | Bidding Scheme | SPV/ Parent/ Holding Company (Name of Project Company/ SPD) | Capacity (MW) | Type | Bidding Scheme | State | Original Scheduled Commissioning Date | Revised Scheduled Commisioning Date | Assumed FY | Scheduled/E xtended FC Date | Financial Closure | Land Acquisition | Plant material order | Plant Erection status
RJ | 1 | Mahindra Renewables Private Limited | 2000 MW ISTS Connected Solar PV Projects (ISTS-I) | Mahindra Renewables Private Limited | 250 | Solar | 2000 MW ISTS Connected Solar PV Projects (ISTS-I) | Rajasthan | 2020-10-25 | 2021-01-31 | 2022 | 2019-05-25 | Achieved | completed | completed | Under Progress
RJ | 2 | Kilaj Solar (Maharashtra) Pvt. Ltd | 2000 MW ISTS Connected Solar PV Projects (ISTS-I) | Kilaj Solar (Maharashtra) Pvt. Ltd | 50 | Solar | 2000 MW ISTS Connected Solar PV Projects (ISTS-I) | Rajasthan | 2020-10-25 | 2020-07-25 | 2022 | 2019-05-25 | Achieved
RJ | 3 | ACME Raisar Solar Energy Private Limited | 2000 MW ISTS Connected Solar PV Projects (ISTS-I) | ACME Raisar Solar Energy Private Limited | 300 | Solar | 2000 MW ISTS Connected Solar PV Projects (ISTS-I) | Rajasthan | 2020-10-25 | 2021-12-24 | 2023 | 2019-05-25 | Achieved
RJ | 4 | ACME Phalodi Solar Energy Private Limited | 2000 MW ISTS Connected Solar PV Projects (ISTS-I) | ACME Phalodi Solar Energy Private Limited | 300 | Solar | 2000 MW ISTS Connected Solar PV Projects (ISTS-I) | Rajasthan | 2020-10-25 | 2021-12-24 | 2023 | 2019-05-25 | Achieved
RJ | 5 | Azure Power Forty Three Private Limited | 2000 MW ISTS Connected Solar PV Projects (ISTS-I) | Azure Power Forty Three Private Limited | 300 | Solar | 2000 MW ISTS Connected Solar PV Projects (ISTS-I) | Rajasthan | 2020-10-25 | 2021-01-31 | 2022 | 2019-05-25 | Achieved
RJ | 6 | Azure Power Forty Three Private Limited | 2000 MW ISTS Connected Solar PV Projects (ISTS-I) | Azure Power Forty Three Private Limited | 300 | Solar | 2000 MW ISTS Connected Solar PV Projects (ISTS-I) | Rajasthan | 2020-10-25 | 2021-01-31 | 2022 | 2019-05-25 | Achieved
RJ | 7 | Clean Solar Power (Jodhpur) Pvt. Ltd | 2000 MW ISTS Connected Solar PV Projects (ISTS-I) | Clean Solar Power (Jodhpur) Pvt. Ltd | 250 | Solar | 2000 MW ISTS Connected Solar PV Projects (ISTS-I) | Rajasthan | 2020-10-25 | 2021-01-31 | 2022 | 2019-05-25 | Achieved
TN | 8 | Arina Solar Private Limited | 2000 MW ISTS Connected Solar PV Projects (ISTS-I) | Arina Solar Private Limited | 250 | Solar | 2000 MW ISTS Connected Solar PV Projects (ISTS-I) | Tamil Nadu | 2020-10-25 | 2021-01-31 | 2022 | 2019-05-25 | Achieved
RJ | 9 | ACME Deoghar Solar Power Pvt. Ltd. | 3000 MW ISTS Connected Solar PV Projects (ISTS-II) | ACME Deoghar Solar Power Pvt. Ltd. | 300 | Solar | 3000 MW ISTS Connected Solar PV Projects (ISTS-II) | Rajasthan | 2020-11-08 | 2022-01-07 | 2024 | 2021-01-06
RJ | 10 | ACME Dhaulpur Powertech Pvt. Ltd. | 3000 MW ISTS Connected Solar PV Projects (ISTS-II) | ACME Dhaulpur Powertech Pvt. Ltd. | 300 | Solar | 3000 MW ISTS Connected Solar PV Projects (ISTS-II) | Rajasthan | 2020-11-08 | 2022-01-07 | 2024 | 2021-01-06
RJ | 11 | SBSR Power Cleantech Eleven Pvt. Ltd. | 1200 MW ISTS Connected Projects (ISTS-III) | SBSR Power Cleantech Eleven Pvt. Ltd. | 300 | Solar | 1200 MW ISTS Connected Projects (ISTS-III) | Rajasthan | 2020-12-03 | 2021-04-11 | 2024 | 2020-10-09 | Under Progress | Under Progress | Under Progress | Under Progress
RJ | 12 | ReNew Sun Waves Pvt. Ltd. | 1200 MW ISTS Connected Projects (ISTS-III) | ReNew Sun Waves Pvt. Ltd. | 300 | Solar | 1200 MW ISTS Connected Projects (ISTS-III) | Rajasthan | 2020-12-03 | 2021-03-28 | 2023 | 2020-09-26
RJ | 13 | Eden Renewable Cite Pvt. Ltd. | 1200 MW ISTS Connected Projects (ISTS-III) | Eden Renewable Cite Pvt. Ltd. | 300 | Solar | 1200 MW ISTS Connected Projects (ISTS-III) | Rajasthan | 2020-12-03 | 2021-04-01 | 2024 | 2020-09-30
RJ | 14 | Azure Power Forty One Pvt. Ltd. | 1200 MW ISTS Connected Projects (ISTS-III) | Azure Power Forty One Pvt. Ltd. | 300 | Solar | 1200 MW ISTS Connected Projects (ISTS-III) | Rajasthan | 2020-12-03 | 2021-06-07 | 2024 | 2020-12-09
RJ | 15 | Ayana Renewable Power One Pvt. Ltd. | 1200 MW ISTS Connected Projects (ISTS-IV) | Ayana Renewable Power One Pvt. Ltd. | 300 | Solar | 1200 MW ISTS Connected Projects (ISTS-IV) | Rajasthan | 2021-04-23 | 2021-07-30 | 2024 | 2021-01-29 | Under Progress | Under Progress | completed | Not started
RJ | 16 | Renew Solar Energy (Jharkhand Three) Pvt. Ltd. | 1200 MW ISTS Connected Projects (ISTS-IV) | Renew Solar Energy (Jharkhand Three) Pvt. Ltd. | 300 | Solar | 1200 MW ISTS Connected Projects (ISTS-IV) | Rajasthan | 2021-04-23 | 2021-07-30 | 2024 | 2021-01-29 | Under Progress | Under Progress | Under Progress | Not started
RJ | 17 | Azure Power Maple Pvt. Ltd. | 1200 MW ISTS Connected Projects (ISTS-IV) | Azure Power Maple Pvt. Ltd. | 300 | Solar | 1200 MW ISTS Connected Projects (ISTS-IV) | Rajasthan | 2021-04-23 | 2021-07-30 | 2024 | 2021-01-29
RJ | 18 | Mega SuryaUrja Pvt. Ltd. | 1200 MW ISTS Connected Projects (ISTS-IV) | Mega SuryaUrja Pvt. Ltd. | 250 | Solar | 1200 MW ISTS Connected Projects (ISTS-IV) | Rajasthan | 2021-04-23 | 2022-01-01 | 2024 | 2021-07-01 | Under Progress | Under Progress | Under Progress | NA
TN | 19 | GRT Jewellers (India) Pvt. Ltd. | 1200 MW ISTS Connected Projects (ISTS-V) | GRT Jewellers (India) Pvt. Ltd. | 150 | Solar | 1200 MW ISTS Connected Projects (ISTS-V) | Tamil Nadu | 2021-06-27 | 2021-11-17 | 2024 | 2021-05-20
RJ | 20 | SBE Renewables Sixteen Pvt. Ltd. | 1200 MW ISTS Connected Projects (ISTS-V) | SBE Renewables Sixteen Pvt. Ltd. | 150 | Solar | 1200 MW ISTS Connected Projects (ISTS-V) | Rajasthan | 2021-06-27 | 2021-11-17 | 2024 | 2021-05-20 | Under Progress | Under Progress | Under Progress | Under Progress
RJ | 21 | SBE Renewables Sixteen Pvt. Ltd. | 1200 MW ISTS Connected Projects (ISTS-V) | SBE Renewables Sixteen Pvt. Ltd. | 180 | Solar | 1200 MW ISTS Connected Projects (ISTS-V) | Rajasthan | 2021-06-27 | 2021-11-17 | 2024 | 2021-05-20 | Under Progress | Under Progress | Under Progress | Under Progress
RJ | 22 | Avaada Sustainable RJProject Private Limited | 1200 MW ISTS Connected Projects (ISTS-VI) | Avaada Sustainable RJProject Private Limited | 300 | Solar | 1200 MW ISTS Connected Projects (ISTS-VI) | Rajasthan |  | 2021-11-11 | 2024 | 2021-05-11
MP | 23 | Masaya Solar Energy Private Limited | 1200 MW ISTS Connected Projects (ISTS-VI) | Masaya Solar Energy Private Limited | 300 | Solar | 1200 MW ISTS Connected Projects (ISTS-VI) | Madhya Pradesh |  | 2021-11-11 | 2024 | 2021-05-11
RJ | 24 | ReNew Solar Urja Private Limited | 1200 MW ISTS Connected Projects (ISTS-VI) | ReNew Solar Urja Private Limited | 300 | Solar | 1200 MW ISTS Connected Projects (ISTS-VI) | Rajasthan |  | 2021-11-11 | 2024 | 2021-05-11
RJ | 25 | SBE Renewables Fifteen Pvt. Ltd. | 1200 MW ISTS Connected Projects (ISTS-VIII) | SBE Renewables Fifteen Pvt. Ltd. | 300 | Solar | 1200 MW ISTS Connected Projects (ISTS-VIII) | Rajasthan | 2022-01-06 | 2022-01-06 | 2024 | NA | Under Process | Under Process | Not Started | Not Started
RJ | 26 | SBE Renewables Fifteen Pvt. Ltd. | 1200 MW ISTS Connected Projects (ISTS-VIII) | SBE Renewables Fifteen Pvt. Ltd. | 300 | Solar | 1200 MW ISTS Connected Projects (ISTS-VIII) | Rajasthan | 2022-01-06 | 2022-01-06 | 2024 | NA | Under Process | Under Process | Not Started | Not Started
RJ | 27 | AMP Energy Green Pvt. Ltd. | 1200 MW ISTS Connected Projects (ISTS-VIII) | AMP Energy Green Pvt. Ltd. | 100 | Solar | 1200 MW ISTS Connected Projects (ISTS-VIII) | Rajasthan | PPA & PSA yet to be executed
RJ | 28 | Eden Renewable Alma Pvt. Ltd. | 1200 MW ISTS Connected Projects (ISTS-VIII) | Eden Renewable Alma Pvt. Ltd. | 300 | Solar | 1200 MW ISTS Connected Projects (ISTS-VIII) | Rajasthan
RJ | 29 | ReNew Solar Power Pvt. Ltd. | 1200 MW ISTS Connected Projects (ISTS-VIII) | ReNew Solar Power Pvt. Ltd. | 200 | Solar | 1200 MW ISTS Connected Projects (ISTS-VIII) | Rajasthan
RJ | 30 | AMP Energy Green Pvt. Ltd. | 2000 MW ISTS Connected Projects (ISTS-IX) | AMP Energy Green Pvt. Ltd. | 100 | Solar | 2000 MW ISTS Connected Projects (ISTS-IX) | Rajasthan | PPA & PSA yet to be executed
RJ | 31 | Avikiran Surya India Pvt. Ltd. | 2000 MW ISTS Connected Projects (ISTS-IX) | Avikiran Surya India Pvt. Ltd. | 300 | Solar | 2000 MW ISTS Connected Projects (ISTS-IX) | Rajasthan
RJ | 32 | Ayana Renewable Power Pvt Ltd | 2000 MW ISTS Connected Projects (ISTS-IX) | Ayana Renewable Power Pvt Ltd | 300 | Solar | 2000 MW ISTS Connected Projects (ISTS-IX) | Rajasthan | PPA & PSA yet to be executed
RJ | 33 | Eden Renewable Bercy Pvt. Ltd. | 2000 MW ISTS Connected Projects (ISTS-IX) | Eden Renewable Bercy Pvt. Ltd. | 300 | Solar | 2000 MW ISTS Connected Projects (ISTS-IX) | Rajasthan
RJ | 34 | IB Vogt Singapore Pte Ltd | 2000 MW ISTS Connected Projects (ISTS-IX) | IB Vogt Singapore Pte Ltd | 300 | Solar | 2000 MW ISTS Connected Projects (ISTS-IX) | Rajasthan | PPA & PSA yet to be executed
RJ | 35 | ReNew Solar Power Pvt. Ltd. | 2000 MW ISTS Connected Projects (ISTS-IX) | ReNew Solar Power Pvt. Ltd. | 300 | Solar | 2000 MW ISTS Connected Projects (ISTS-IX) | Rajasthan | PPA & PSA yet to be executed
RJ | 36 | ReNew Solar Power Pvt. Ltd. | 2000 MW ISTS Connected Projects (ISTS-IX) | ReNew Solar Power Pvt. Ltd. | 100 | Solar | 2000 MW ISTS Connected Projects (ISTS-IX) | Rajasthan
RJ | 37 | Solarpack Corporacion Technologica S.A | 2000 MW ISTS Connected Projects (ISTS-IX) | Solarpack Corporacion Technologica S.A | 300 | Solar | 2000 MW ISTS Connected Projects (ISTS-IX) | Rajasthan
RJ | 38 | ACME Aklera Power Technology Pvt. Ltd | 750 MW Rajasthan (Tranche-I) | ACME Aklera Power Technology Pvt. Ltd | 250 | Solar | 750 MW Rajasthan (Tranche-I) | Rajasthan | 2020-12-02 | 2021-03-10 | 2023 | 2020-09-08 | 2020-09-08
RJ | 39 | Fortum Solar Plus Pvt. Ltd. | 750 MW Rajasthan (Tranche-I) | Fortum Solar Plus Pvt. Ltd. | 250 | Solar | 750 MW Rajasthan (Tranche-I) | Rajasthan | 2020-12-02 | 2021-03-10 | 2023 | 2020-09-08 | 2020-09-08
RJ | 40 | ReNew Solar Energy (Jharkhand Five) Pvt. Ltd | 750 MW Rajasthan (Tranche-I) | ReNew Solar Energy (Jharkhand Five) Pvt. Ltd | 110 | Solar | 750 MW Rajasthan (Tranche-I) | Rajasthan | 2020-12-02 | 2021-03-10 | 2023 | 2020-09-08 | 2020-09-08
RJ | 41 | Sitara Solar Energy Pvt. Ltd. | 750 MW Rajasthan (Tranche-I) | Sitara Solar Energy Pvt. Ltd. | 100 | Solar | 750 MW Rajasthan (Tranche-I) | Rajasthan | 2020-12-02 | 2021-03-10 | 2023 | 2020-09-08 | 2020-09-08
RJ | 42 | Palimarwar Solar House Pvt. Ltd. | 750 MW Rajasthan (Tranche-I) | Palimarwar Solar House Pvt. Ltd. | 20 | Solar | 750 MW Rajasthan (Tranche-I) | Rajasthan | 2020-12-02 | 2021-03-10 | 2023 | 2020-09-08 | 2020-09-08
RJ | 43 | Palimarwar Solar House Pvt. Ltd. | 750 MW Rajasthan (Tranche-I) | Palimarwar Solar House Pvt. Ltd. | 20 | Solar | 750 MW Rajasthan (Tranche-I) | Rajasthan | 2020-12-02 | 2021-03-10 | 2023 | 2020-09-08 | 2020-09-08
RJ | 44 | NTPC Limited | 750 MW Rajasthan (Tranche-II) | NTPC Limited | 160 | Solar | 750 MW Rajasthan (Tranche-II) | Rajasthan | 2021-04-16 | 2021-07-23 | 2023 | 2021-01-22 | 2021-01-22
RJ | 45 | - | 750 MW Rajasthan (Tranche-II) | - | 200 | Solar | 750 MW Rajasthan (Tranche-II) | Rajasthan | 2021-04-16 | 2021-07-23 | 2023 | 2021-01-22 | 2021-01-22
RJ | 46 | Clean Solar Power (BHAINSADA) Pvt. Ltd. | 750 MW Rajasthan (Tranche-II) | Clean Solar Power (BHAINSADA) Pvt. Ltd. | 250 | Solar | 750 MW Rajasthan (Tranche-II) | Rajasthan | 2021-04-16 | 2021-07-23 | 2023 | 2021-01-22 | 2021-01-22
UP | 47 | Auxo Sunlight Pvt. Ltd. | 150 MW Grid Connected Floating Solar PV Plants | Auxo Sunlight Pvt. Ltd. | 50 | Solar | 150 MW Grid Connected Floating Solar PV Plants | Uttar Pradesh | 2021-09-03 | 2021-12-10 | 2023 | 2020-03-11 | 2020-03-11
UP | 48 | ReNew Sun Power Pvt. Ltd. | 150 MW Grid Connected Floating Solar PV Plants | ReNew Sun Power Pvt. Ltd. | 50 | Solar | 150 MW Grid Connected Floating Solar PV Plants | Uttar Pradesh | 2021-09-03 | 2021-12-10 | 2023 | 2020-03-11 | 2020-03-11
AP | 49 | Rihan Floating Solar Pvt. Ltd. | 150 MW Grid Connected Floating Solar PV Plants | Rihan Floating Solar Pvt. Ltd. | 50 | Solar | 150 MW Grid Connected Floating Solar PV Plants | Uttar Pradesh | 2021-09-03 | 2021-12-10 | 2023 | 2020-03-11 | 2020-03-11
AP | 50 | SB Energy Seven Pvt Ltd. | 750 MW Kadapa Solar Park (5000 MW VGF Scheme) | SB Energy Seven Pvt Ltd. | 250 | Solar | 750 MW Kadapa Solar Park (5000 MW VGF Scheme) | Andhra Pradesh | 2020-06-29 | 2020-06-29 | 2022 | 2019-09-29 | Not Complied | Not handed over by ASPCL | NA | NA
AP | 51 | Sprng Soura Kiran Vidyut Pvt Ltd. | 750 MW Kadapa Solar Park (5000 MW VGF Scheme) | Sprng Soura Kiran Vidyut Pvt Ltd. | 250 | Solar | 750 MW Kadapa Solar Park (5000 MW VGF Scheme) | Andhra Pradesh | 2020-06-29 | 2020-06-29 | 2022 | 2019-09-29 | Not Complied | Not handed over by ASPCL | NA | NA
AP | 52 | Ayana Renewable Power Pvt. Ltd. | 750 MW Kadapa Solar Park (5000 MW VGF Scheme) | Ayana Renewable Power Pvt. Ltd. | 250 | Solar | 750 MW Kadapa Solar Park (5000 MW VGF Scheme) | Andhra Pradesh | 2020-06-29 | 2020-06-29 | 2022 | 2019-09-29 | Not Complied | Not handed over by ASPCL | NA | NA
| 53 | NTPC Limited | CPSU Scheme (Tranche-I, 2000 MW) | NTPC Limited | 769 | Solar | CPSU Scheme (Tranche-I, 2000 MW) | 0 | 2021-09-28 | 2022-01-04 | 2022 |  |  |  | Not Started | Not started
MP | 54 | NHDC LTD | CPSU Scheme (Tranche-I, 2000 MW) | NHDC LTD | 25 | Solar | CPSU Scheme (Tranche-I, 2000 MW) | Madhya Pradesh | 2021-09-28 | 2022-01-04 | 2022 |  |  |  | Not Started | Not started
| 55 | The singareni Collieries Company limited | CPSU Scheme (Tranche-I, 2000 MW) | The singareni Collieries Company limited | 90 | Solar | CPSU Scheme (Tranche-I, 2000 MW) | 0 | 2021-09-28 | 2022-01-04 | 2022 |  |  |  | Not Started | Not started
AS | 56 | Assam power Distribution Company Limited | CPSU Scheme (Tranche-I, 2000 MW) | Assam power Distribution Company Limited | 30 | Solar | CPSU Scheme (Tranche-I, 2000 MW) | Assam | 2021-09-28 | 2022-01-04 | 2022 |  |  |  | Not Started | Not started
DL | 57 | Delhi Metro Rail Corporation Limited | CPSU Scheme (Tranche-I, 2000 MW) | Delhi Metro Rail Corporation Limited | 3 | Solar | CPSU Scheme (Tranche-I, 2000 MW) | Delhi | 2021-09-28 | 2022-01-04 | 2022 |  |  |  | Not Started | Not started
BR | 58 | Nalanda University | CPSU Scheme (Tranche-I, 2000 MW) | Nalanda University | 5 | Solar | CPSU Scheme (Tranche-I, 2000 MW) | Bihar | 2021-09-28 | 2022-01-04 | 2022 |  |  |  | Not Started | Not started
UNALLOCATED | 59 | NTPC Limited | CPSU Scheme (Tranche-II, 1500 MW) | NTPC Limited | 923 | Solar | CPSU Scheme (Tranche-II, 1500 MW) | 0 | 2021-11-25 | 2022-03-03 | 2022 |  |  |  | Not Started | Not started
UNALLOCATED | 60 | The Singareni Collieries Company Limited | CPSU Scheme (Tranche-II, 1500 MW) | The Singareni Collieries Company Limited | 81 | Solar | CPSU Scheme (Tranche-II, 1500 MW) | 0 | 2021-11-25 | 2022-03-03 | 2022 |  |  |  | Not Started | Not started
MP | 61 | Indore Municipal Corporation | CPSU Scheme (Tranche-II, 1500 MW) | Indore Municipal Corporation | 100 | Solar | CPSU Scheme (Tranche-II, 1500 MW) | Madhya Pradesh | 2021-11-25 | 2022-03-03 | 2022 |  |  |  | Not Started | Not started
[9 empty] | 2021 | 2022 | 2023 | 2024
[7 empty] | RJ | Rajasthan | 0 | 1150 | 2260 | 4180
[7 empty] | TN | Tamil Nadu | 0 | 250 | 0 | 150
[7 empty] | MP | Madhya Pradesh | 0 | 125 | 0 | 300
[7 empty] | UP | Uttar Pradesh | 0 | 0 | 150 | 0
[7 empty] | AP | Andhra Pradesh | 0 | 750 | 0 | 0
[7 empty] | AS | Assam | 0 | 30 | 0 | 0
[7 empty] | DL | Delhi | 0 | 3 | 0 | 0
[7 empty] | BR | Bihar | 0 | 5 | 0 | 0
[6 empty] | Allocated | 9353
[6 empty] | Unallocated | 4463
Note on L3: The document is a status as on August 2020. We anticipate further delays due to subsequent Covid19 effects. Therefore, we have assumed 1 year delay from the stated/revised CoD For the projects that are slated to be up in FY20, FY21 and still have not completed Financial closure and subsequent steps, we are pushing by yet another FY as it is unlikely to come up. The ones highlighted in yellow are those instances

## CEA-underConsWIND2
| Status of Underconstruction wind Power Projects | [15 empty] | https://img.saurenergy.com/2020/08/underconstruction.pdf
Physical Progress
| S- NO | SPV/ Parent/ Holding Company (Name of Project Company/ SPD) | Bidding Scheme | SPV/ Parent/ Holding Company (Name of Project Company/ SPD) | Capacity (MW) (Awarded) | Balance Capacity (MW) | Bidding Scheme | Type | State | Original Scheduled Commissioning Date | Revised Scheduled Commisioning Date | Assumed FY | Financial Closure | Land Acquisition | Plant material order | Plant Erection status
GJ | 1 | Inox Wind Infrastructure Services Limited | Tranche I | Inox Wind Infrastructure Services Limited | 250 | 50 | Tranche I | Wind | Gujarat | 2019-06-13 |  | 2021 | Acheived | Acquired | completed
GJ | 14 | Torrent Power Limited | Tranche III | Torrent Power Limited | 300.3 | 300.3 | Tranche III | Wind | Gujarat | 2019-11-24 |  | 2022 | Not Achieved | Not Started | Not Started | Not Started
GJ | 15 | Torrent Power Limited | Tranche III | Torrent Power Limited | 199.5 | 199.5 | Tranche III | Wind | Gujarat | 2019-11-24 |  | 2022 | Not Achieved | Not Started | Not Started | Not Started
GJ | 24 | Adani Renewable Energy (TN) Limited | Tranche IV | Adani Renewable Energy (TN) Limited | 50 | 50 | Tranche IV | Wind | Gujarat | 2020-02-28 |  | 2022 | Not Achieved | Under progress | Under progres | Under progress
GJ | 25 | Adani Renewable Energy (TN) Limited | Tranche IV | Adani Renewable Energy (TN) Limited | 50 | 50 | Tranche IV | Wind | Gujarat | 2020-02-28 |  | 2022 | Not Achieved | Under progress | Under progres | Under progress
GJ | 26 | Adani Renewable Energy (TN) Limited | Tranche IV | Adani Renewable Energy (TN) Limited | 50 | 50 | Tranche IV | Wind | Gujarat | 2020-02-28 |  | 2022 | Not Achieved | Under progress | Under progres | Under progress
GJ | 27 | Adani Renewable Energy (TN) Limited | Tranche IV | Adani Renewable Energy (TN) Limited | 50 | 50 | Tranche IV | Wind | Gujarat | 2020-02-28 |  | 2022 | Not Achieved | Under progress | Under progres | Under progress
GJ | 28 | Adani Renewable Energy (TN) Limited | Tranche IV | Adani Renewable Energy (TN) Limited | 50 | 50 | Tranche IV | Wind | Gujarat | 2020-02-28 |  | 2022 | Not Achieved | Under progress | Under progres | Under progress
GJ | 29 | Adani Renewable Energy (TN) Limited | Tranche IV | Adani Renewable Energy (TN) Limited | 50 | 50 | Tranche IV | Wind | Gujarat | 2020-02-28 |  | 2022 | Not Achieved | Under progress | Under progres | Under progress
KL | 30 | Mytrah Vayu (Brahmaputr a) Pvt Ltd | Tranche IV | Mytrah Vayu (Brahmaput ra) Pvt Ltd | 300 | 300 | Tranche IV | Wind | Kerela | 2020-08-28 |  | 2022 | Not Achieved | Not Acquired
GJ | 31 | ReNew Wind Energy (TN) Private Limited | Tranche IV | ReNew Wind Energy (TN) Private Limited | 265 | 265 | Tranche IV | Wind | Gujarat | 2020-02-28 |  | 2022 | Not Achieved | Not Acquired
GJ | 2 | ReNew Power Ventures Private Limited | Tranche II | ReNew Power Ventures Private Limited | 250 | 65.5 | Tranche II | Wind | Gujarat | 2019-05-03 |  | 2022 | Acheived
GJ | 3 | Inox Wind Infrastructure Services Limited | Tranche II | Inox Wind Infrastructure Services Limited | 50 | 50 | Tranche II | Wind | Gujarat | 2019-05-03 |  | 2022 | Acheived | Under progress | Not Started | Not Started
GJ | 4 | Inox Wind Infrastructure Services Limited | Tranche II | Inox Wind Infrastructure Services Limited | 50 | 50 | Tranche II | Wind | Gujarat | 2019-05-03 |  | 2022 | Acheived | Under progress | Not Started | Not Started
GJ | 5 | Inox Wind Infrastructure Services Limited | Tranche II | Inox Wind Infrastructure Services Limited | 50 | 50 | Tranche II | Wind | Gujarat | 2019-05-03 |  | 2022 | Acheived | Under progress | Not Started | Not Started
GJ | 6 | Inox Wind Infrastructure Services Limited | Tranche II | Inox Wind Infrastructure Services Limited | 50 | 50 | Tranche II | Wind | Gujarat | 2019-05-03 |  | 2022 | Acheived | Under progress | Not Started | Not Started
GJ | 17 | Adani Green Energy (MP) Limited | Tranche III | Adani Green Energy (MP) Limited | 250 | 250 | Tranche III | Wind | Gujarat | 2019-11-24 | 2020-09-24 | 2022 | Acheived | Acquired | Completed | Under Progress
GJ | 7 | Inox Wind Infrastructure Services Limited | Tranche II | Inox Wind Infrastructure Services Limited | 50 | 50 | Tranche II | Wind | Gujarat | 2019-05-03 |  | 2022 | Acheived | Under progress | Not Started | Not Started
GJ | 18 | Srijan Energy Systems Private Limited | Tranche IV | Srijan Energy Systems Private Limited | 250 | 250 | Tranche IV | Wind | Gujarat | 2020-11-30 |  | 2023 | Not Achieved |  |  | Started
TN | 19 | Sprng Renewable Energy Private Limited | Tranche IV | Sprng Renewable Energy Private Limited | 300 | 300 | Tranche IV | Wind | Tamil Nadu | 2020-08-28 | 2020-12-04 | 2023 | Acheived | Under progress | Completed | Under Progess
GJ | 20 | Avikiran Solar India Pvt Ltd. | Tranche IV | Avikiran Solar India Pvt Ltd. | 285 | 285 | Tranche IV | Wind | Gujarat | 2020-03-14 | 2020-06-05 | 2023 | Not Achieved | Under progress | Under Progres | Under Progess
TN | 21 | Vivid Solaire Energy Pvt. Ltd. | Tranche IV | Vivid Solaire Energy Pvt. Ltd. | 200 | 200 | Tranche IV | Wind | Tamil Nadu | 2020-08-28 | 2020-12-04 | 2023 | Not Achieved
UNALLOCATED | 32 | Torrent Power Limited | Tranche V | Torrent Power Limited | 115 | 115 | Tranche V | Wind | 0 | 2020-07-22 | 2020-10-28 | 2023 | Not Achieved | Not Acquired
GJ | 35 | Sitac Kabini Renewables Private Limited | Tranche V | Sitac Kabini Renewables Private Limited | 300 | 300 | Tranche V | Wind | Gujarat | 2020-12-31 | 2020-04-08 | 2023 | Acheived | Under Progress | Placed | Not Started
KA | 36 | Ecoren Energy India Private Limited | Tranche V | Ecoren Energy India Private Limited | 175 | 175 | Tranche V | Wind | Karnataka | 2020-07-22 | 2020-10-28 | 2023 | Not Achieved | Not Acquired | Not Placed | NA
GJ | 37 | Adani Renewable Energy Park (Gujarat) Limited | Tranche VI | Adani Renewable Energy Park (Gujarat) Limited | 250 | 250 | Tranche VI | Wind | Gujarat | 2021-03-15 | 2021-09-15 | 2023 | Not Achieved | Under progress | Under Progres | Under Progress
MP | 38 | ReNew Wind Energy (TN) Private Limited | Tranche VI | ReNew Wind Energy (TN) Private Limited | 300 | 300 | Tranche VI | Wind | Madhya Pradesh | 2021-03-15 |  | 2023 | Not Achieved | Under progress
MH | 40 | SBESS Services Projectco Two Private Limited | Tranche VI | SBESS Services Projectco Two Private Limited | 274.4 | 274.4 | Tranche VI | Wind | Maharastra | 2021-03-15 |  | 2023 | Not Achieved | Under progress | Placed | Under Progress
MH | 41 | SBESS Services Projectco Two Private Limited | Tranche VI | SBESS Services Projectco Two Private Limited | 50 | 50 | Tranche VI | Wind | Maharastra | 2021-03-15 |  | 2023 | Not Achieved | Under progress | Placed | Under Progress
KA | 43 | Ecoren Energy India Private Limited | Tranche VI | Ecoren Energy India Private Limited | 125 | 125 | Tranche VI | Wind | Karnataka | 2021-03-15 |  | 2023 | Not Achieved
GJ | 8 | ReNew Wind Energy (AP2) Private Limited | Tranche III | ReNew Wind Energy (AP2) Private Limited | 100 | 100 | Tranche III | Wind | Gujarat | 2021-03-31 |  | 2023 | Not Achieved
GJ | 9 | ReNew Wind Energy (AP2) Private Limited | Tranche III | ReNew Wind Energy (AP2) Private Limited | 300 | 300 | Tranche III | Wind | Gujarat | 2021-03-31 |  | 2023 | Not Achieved
GJ | 33 | Adani Wind Energy (GJ) Limited | Tranche V | Adani Wind Energy (GJ) Limited | 300 | 300 | Tranche V | Wind | Gujarat | 2020-07-22 | 2021-04-08 | 2024 | Not Achieved | Under progress | Under Progres | under progress
GJ | 34 | Alfanar Energy Pvt. Ltd. | Tranche V | Alfanar Energy Pvt. Ltd. | 300 | 300 | Tranche V | Wind | Gujarat | 2021-02-28 | 2021-06-06 | 2024 | Not Achieved | Under Progress | Placed | Not Started
GJ | 44 | Betam Wind Energy Private Limited | Tranche VII | Betam Wind Energy Private Limited | 200 | 200 | Tranche VII | Wind | Gujarat | 2021-04-18 |  | 2024 | Not Achieved | Not Acquired | NA | NA
GJ | 45 | ReNew Wind Energy (TN) Private Limited | Tranche VII | ReNew Wind Energy (TN) Private Limited | 50 | 50 | Tranche VII | Wind | Gujarat | 2021-04-18 |  | 2024 | Not Achieved
MP | 46 | Sprng Vaayu Urja Private Limited | Tranche VII | Sprng Vaayu Urja Private Limited | 100 | 100 | Tranche VII | Wind | Madhya Pradesh | 2021-04-18 |  | 2024 | Not Achieved | Not Acquired | Not Placed | Not Started
GJ | 47 | Adani Renewable Energy Park (Gujarat) Limited | Tranche VII | Adani Renewable Energy Park (Gujarat) Limited | 130 | 130 | Tranche VII | Wind | Gujarat | 2021-04-18 | 2021-04-18 | 2024 | Not Achieved | Under progress | Under Progres | Under progress
GJ | 39 | Powerica Limited | Tranche VI | Powerica Limited | 50.6 | 50.6 | Tranche VI | Wind | Gujarat | 2021-03-15 |  | 2022 | Not Achieved | Acquired | Placed
GJ | 48 | CLP India Private Limited | Tranche VIII | CLP India Private Limited | 250.8 | 250.8 | Tranche VIII | Wind | Gujarat | 2021-06-27 |  | 2024 | Not Achieved | Under progress | Under Progres | Not Started
GJ | 49 | Avikiran Energy India Private Limited | Tranche VIII | Avikiran Energy India Private Limited | 190 | 190 | Tranche VIII | Wind | Gujarat | 2021-06-27 |  | 2024 | Not Achieved
GJ | 42 | Morjar Windfarm Development Pvt. Ltd. | Tranche VI | Morjar Windfarm Development Pvt. Ltd. | 150 | 150 | Tranche VI | Wind | Gujarat | 2021-03-15 |  | 2022 | Not Achieved | Acquired
GJ | 10 | Inox Wind Infrastructure Services Limited | Tranche III | Inox Wind Infrastructure Services Limited | 50 | 50 | Tranche III | Wind | Gujarat | 2019-11-24 | 2021-04-08 | 2024 | Not Achieved | Not Started | Not Started | Not Started
GJ | 11 | Inox Wind Infrastructure Services Limited | Tranche III | Inox Wind Infrastructure Services Limited | 50 | 50 | Tranche III | Wind | Gujarat | 2019-11-24 | 2021-04-08 | 2024 | Not Achieved | Not Started | Not Started | Not Started
GJ | 12 | Inox Wind Infrastructure Services Limited | Tranche III | Inox Wind Infrastructure Services Limited | 50 | 50 | Tranche III | Wind | Gujarat | 2019-11-24 | 2021-04-08 | 2024 | Not Achieved | Not Started | Not Started | Not Started
GJ | 13 | Inox Wind Infrastructure Services Limited | Tranche III | Inox Wind Infrastructure Services Limited | 50 | 50 | Tranche III | Wind | Gujarat | 2019-11-24 | 2021-04-08 | 2024 | Not Achieved | Not Started | Not Started | Not Started
GJ | 16 | Alfanar Energy Private Limited | Tranche III | Alfanar Energy Private Limited | 300 | 300 | Tranche III | Wind | Gujarat | 2020-12-29 | 2021-04-06 | 2024 | Acheived | Under progress | Completed | Under progress
GJ | 22 | Inox Wind Infrastructure Services Limited | Tranche IV | Inox Wind Infrastructure Services Limited | 50 | 50 | Tranche IV | Wind | Gujarat | 2020-02-28 | 2021-04-08 | 2024 | Not Achieved | Not Acquired | Not Placed | Not Started
GJ | 23 | Inox Wind Infrastructure Services Limited | Tranche IV | Inox Wind Infrastructure Services Limited | 50 | 50 | Tranche IV | Wind | Gujarat | 2020-02-28 | 2021-04-08 | 2024 | Not Achieved | Not acquired | Not Placed | Not Started
[8 empty] | 2021 | 2022 | 2023 | 2024
[6 empty] | GJ | Gujarat | 50 | 1830.9 | 1485 | 2020.8
[6 empty] | TN | Tamil Nadu | 0 | 0 | 500 | 0
[6 empty] | KL | Kerela | 0 | 300 | 0 | 0
[6 empty] | KA | Karnataka | 0 | 0 | 300 | 0
[6 empty] | MP | Madhya Pradesh | 0 | 0 | 300 | 100
[6 empty] | MH | Maharastra | 0 | 0 | 324.4 | 0
[5 empty] | Allocated | 7211.1
[5 empty] | Unallocated | 115
Note on M3: The document is a status as on August 2020. We anticipate further delays due to susequent Covid19 effects. Therefore, we have asasumed 1 year delay from the stated/revised CoD For the projects that are slated to be up in FY20, FY21 and still have not completed Financial closure and subsequent steps, we are pushing by yet another FY as it is unlikely to come up. The ones highlighed in yellow are those instances

## COAL_CEA BSM Apr 2020
Source: CEA Broad Status Monitoring Report Apr 2020 (for plants under construction)
Boom & Bust coal tracker database of Jan 2020 (for plants that are in permit or pre-permit stage)
5.0 THERMAL POWER PROJECTS UNDER CONSTRUCTION IN THE COUNTRY
S. No. | State | State code | Project Name / Impl. Agency/ EPC or BTG | LOA Date/ | Unit No | Cap. (MW) | Org. Comm. Sched. | Ant. Comm. Sched. | Ant. Trial Run / COD | Exp. In crores. | Till Date | COD FY | Adj COD FY
1 | Bihar | BR | Barh STPP-I /NTPC/Others | Mar-05 | U-1 | 660 | May-17 | Oct-20 | Nov-20 | 17407.35 | Apr-20 | 2021 | 2022
|  | BR |  | Mar-05 | U-2 | 660 | Nov-17 | Mar-21 | Apr-21 |  |  | 2022 | 2023
|  | BR |  | Mar-05 | U-3 | 660 | May-18 | Sep-21 | Oct-21 |  |  | 2022 | 2023
2 | Bihar | BR | Nabi Nagar TPP / JV of NTPC & Rlys/BHEL | Jan-08 | U-4 | 250 | Nov-13 | Dec-20 | Feb-21 | 8183.06 | Apr-20 | 2021 | 2022
3 | Bihar | BR | New Nabi Nagar TPP / JV of NTPC & BSPGCL /TG- Alstom & Bharat Forge, SG-BHEL | Jan-13 | U-2 | 660 | Jul-17 | Dec-20 | Jan-21 | 14613.1 | Apr-20 | 2021 | 2022
|  | BR |  | Jan-13 | U-3 | 660 | Jan-18 | Jul-21 | Aug-21 |  |  | 2022 | 2023
4 | Bihar | BR | Buxar TPP | Jun-19 | U-1 | 660 | Jul-23 | Jun-23 | Jul-23 | 893.34 | Mar-20 | 2024 | 2025
|  | BR |  | Jun-19 | U-2 | 660 | Jan-24 | Jan-24 | Jan-24 |  |  | 2024 | 2025
5 | Chhatisgarh | CG | Lara STPP / NTPC / SG- Dooson TG-BGR Hitachi | Dec-12 | U-2 | 800 | May-17 | Jul-20 | Aug-20 | 13611.1 | Apr-20 | 2021 | 2022
6 | Jharkhand | JH | North Karanpura STPP/ NTPC / BHEL | Feb-14 | U-1 | 660 | Feb-18 | May-21 | Jun-21 | 10437.47 | Apr-20 | 2022 | 2023
|  | JH |  | Feb-14 | U-2 | 660 | Aug-18 | Nov-21 | Dec-21 |  |  | 2022 | 2023
|  | JH |  | Feb-14 | U-3 | 660 | Feb-19 | May-22 | Jun-22 |  |  | 2023 | 2024
7 | MP | MP | Gadarwara STPP / NTPC / BTG-BHEL | Mar-13 | U-2 | 800 | Sep-17 | Aug-20 | Sep-20 | 13076.05 | Apr-20 | 2021 | 2022
8 | Odisha | OD | Darlipalli STPP / NTPC / SG- BHEL TG-JSW & Toshiba | Feb-14 | U-2 | 800 | Jun-18 | Oct-20 | Nov-20 | 10766.62 | Apr-20 | 2021 | 2022
9 | Rajasthan | RJ | Barsingar TPP ext / NLC / Reliance Infra | Nov-16 | U-1 | 250 | May-20 | Hold | Hold | 159.0581 | Mar-20 | #VALUE! | UNCERTAIN
10 | Rajasthan | RJ | Bithnok TPP / NLC / Reliance Infra | Nov-16 | U-1 | 250 | May-20 | Hold | Hold | 174.6634 | Mar-20 | #VALUE! | UNCERTAIN
11 | Telangana | TS | Telangana STPP St- I / NTPC / SG- BHEL, TG- Alstom & Bharatforge | Feb-16 | U-1 | 800 | Jan-20 | Apr-21 | May-21 | 7026.63 | Apr-20 | 2022 | 2023
|  | TS |  | Feb-16 | U-2 | 800 | Jul-20 | Oct-21 | Nov-21 |  |  | 2022 | 2023
12 | TN | TN | Neyveli New TPP / NLC / BHEL | Dec-13 | U-2 | 500 | Mar-18 | Sep-20 | Oct-20 | 6317.5835 | Mar-20 | 2021 | 2022
13 | UP | UP | Meja STPP / JV of NTPC & UPRVUNL / SG-BGR, TG- Toshiba | Apr-12 | U-2 | 660 | Dec-16 | Sep-20 | Oct-20 | 10537 | Apr-20 | 2021 | 2022
14 | UP | UP | Ghatampur TPP / JV of NLC & UPRVUNL / MHPS Boiler Pvt. Ltd. | Aug-16 | U-1 | 660 | Apr-20 | Feb-21 | Apr-21 | 9177.35 | Feb-20 | 2022 | 2023
|  | UP |  | Aug-16 | U-2 | 660 | Oct-20 | Aug-21 | Oct-21 |  |  | 2022 | 2023
|  | UP |  | Aug-16 | U-3 | 660 | Oct-20 | Jan-22 | Mar-22 |  |  | 2022 | 2023
15 | UP | UP | Tanda TPP St II / NTPC / SG: L&T / TG: Alstom | Sep-14 | U-6 | 660 | Feb-20 | Nov-20 | Dec-20 | 7397.79 | Apr-20 | 2021 | 2022
16 | UP | UP | Khurja SCTPP | Mar-19 | U-1 | 660 | Mar-23 | Apr-23 | Apr-23 | 928.3 | Mar-20 | 2024 | 2025
|  | UP |  | Mar-19 | U-2 | 660 | Sep-23 | Sep-23 | Sep-23 |  |  | 2024 | 2025
17 | Jharkand | JH | Patratu STPP / JV of NTPC & Jharkhand Bidyut Vitran Nigam Ltd. | Mar-18 | U-1 | 800 | Mar-22 | Mar-22 | Mar-22 | 2854.73 | Apr-20 | 2022 | 2023
|  | JH |  | Mar-18 | U-2 | 800 | Sep-22 | Sep-22 | Sep-22 |  |  | 2023 | 2024
|  | JH |  | Mar-18 | U-3 | 800 | Mar-23 | Mar-23 | Mar-23 |  |  | 2023 | 2024
18 | Odisha | OD | Rourkela PP-II Expansion / NTPC-Sail Power Co Ltd (NSPCL) (JV of NTPC & SAIL) / BHEL | May-16 | U-1 | 250 | Dec-18 | Feb-21 | Apr-21 | 1554.68 | Mar-20 | 2022 | 2023
1 | A.P | AP | Dr.Narla Tata Rao TPS St- V / APGENCO / BTG- BHEL | Oct-15 | U-1 | 800 | Jun-19 | Oct-20 | Nov-20 | 4639.42 | Sept-19 | 2021 | 2022
2 | A.P | AP | Sri Damodaran Sanjeevaiah TPP St-II / APGENCO /BTG- BHEL | Nov-15 | U-1 | 800 | Mar-19 | Nov-20 | Dec-20 | 5928 | Feb-20 | 2021 | 2022
3 | Karnataka | KA | Yelahanka CCPP BY KPCL | Nov-15 | GT+ST | 370 | Mar-18 | Oct-20 | Nov-20 | 1593.6198 | April-20 | 2021 | 2022
4 | Maharashtra | MH | Bhusawal TPS/MAHAGENCO | Jan-18 | U-6 | 660 | Mar-22 | Apr-22 | Jun-22 | 548.76 | Mar-20 | 2023 | 2024
5 | Rajasthan | RJ | Suratgarh SCTPP/ RRVUNL / BHEL | May-13 | U-8 | 660 | Dec-16 | June-20 | Dec-20 | 9311.08 | Mar-20 | 2021 | 2022
6 | Telangana | TS | Bhadradri TPP / TSGENCO/ BHEL | Mar-15 | U-1 | 270 | Mar-17 | 2020-03-20 | Jun-20 | 6680.95 | Mar-20 18.04.2020) | 2021 | 2022
|  | TS |  | Mar-15 | U-2 | 270 | May-17 | Jul-20 | Aug-20 |  |  | 2021 | 2022
|  | TS |  | Mar-15 | U-3 | 270 | Jul-17 | Dec-20 | Jan-21 |  |  | 2021 | 2022
|  | TS |  | Mar-15 | U-4 | 270 | Sep-17 | May-21 | Jun-21 |  |  | 2022 | 2023
7 | TN | TN | Ennore exp. SCTPP (Lanco) / TANGEDCO / BTG-BGR (Lanco – Terminated) | May-14 Dec -19 | U-1 | 660 | Jan-18 | Sep-19 |  | 791.4 | Dec-17 |  | UNCERTAIN
8 | TN | TN | Ennore SCTPP / TANGEDCO/ BHEL | Sep-14 | U-1 | 660 | Jan-18 | Jul-21 | Aug-21 | 4053.1 | Mar-20 | 2022 | 2023
|  | TN |  | Sep-14 | U-2 | 660 | Mar-18 | Oct-21 | Nov-21 |  |  | 2022 | 2023
9 | TN | TN | North Chennai TPP St-III TANGEDCO/BHEL | Jan-16 | U-1 | 800 | Mar-19 | Nov-20 | Jan-21 | 5304.14 | Feb-20 | 2021 | 2022
10 | TN | TN | Udangudi STPP Stage I/ TANGEDCO, EPC- BHEL | Dec-17 | U-1 | 660 | Feb-21 | Jan-23 | Mar-23 | 993.26 | Mar-20 | 2023 | 2024
|  | TN |  |  | U-2 | 660 | Feb-21 | Jul-23 | Sep-23 |  |  | 2024 | 2025
11 | TN | TN | Uppur Super Critical TPP TANGEDCO /BHEL | Feb-16 | U-1 | 800 | Mar-19 | Jan-23 | Mar-23 | 2761.83 | Mar-20 | 2023 | 2024
|  | TN |  | Feb-16 | U-2 | 800 | Oct-19 | Jul-23 | Sep-23 |  |  | 2024 | 2025
12 | UP | UP | Harduaganj TPS Exp-II / UPRVUNL/ Toshiba JSW | Sep-15 | U-1 | 660 | Jun-19 | Jun-20 | Sept-20 | 3063.61 | Nov-19 | 2021 | 2022
13 | Telangana | TS | Yadadri TPS/TSGENCO/BHEL | Oct-17 | U-1 | 800 | ` | Sep-22 | Oct-23 | 6535.5 | Mar-20 | 2024 | 2025
|  | TS |  |  | U-2 | 800 | Oct-20 | Sep-23 | Oct-23 |  |  | 2024 | 2025
|  | TS |  |  | U-3 | 800 | Oct-21 | May-23 | Jun-23 |  |  | 2024 | 2025
|  | TS |  |  | U-4 | 800 | Oct-21 | May-23 | Jun-23 |  |  | 2024 | 2025
|  | TS |  |  | U-5 | 800 | Oct-21 | Sep-23 | Oct-23 |  |  | 2024 | 2025
14 | UP | UP | Jawaharpur STPP/ UPRVUNL/ Doosan | Dec-16 | U-1 | 660 | Sep-20 | Aug-21 | Oct-21 | 3986.3 | Mar-20 | 2022 | 2023
|  | UP |  | Dec-16 | U-2 | 660 | Jan-21 | Dec-21 | Jan-22 |  |  | 2022 | 2023
15 | UP | UP | Panki TPS Extn./ URVUNL | Mar-18 | U-1 | 660 | Dec-21 | Dec-21 | Jan-22 | 16 | Apr-18 | 2022 | 2023
16 | UP | UP | Obra-C STPP/ UPRVUNL/ Doosan | Dec-16 | U-1 | 660 | Sep-20 | Apr-21 | Jun-21 | 3018.19 | Dec-19 | 2022 | 2023
|  | UP |  | Dec-16 | U-2 | 660 | Dec-20 | Jul-21 | Nov-21 |  |  | 2022 | 2023
1 | AP | AP | Bhavanapadu TPP Ph-I / East Coast Energy Ltd./ BTG- Chinese | Sep-09 | U-1 | 660 | Oct-13 | Uncertain* | Uncertain* | 3785.6 | Jan-16 | #VALUE! | UNCERTAIN
|  | AP |  | Sep-09 | U-2 | 660 | Mar-14 | Uncertain* | Uncertain* |  |  | #VALUE! | UNCERTAIN
2 | AP | AP | Thamminapatnam TPP stage -II / Meenakshi Energy Pvt. Ltd. SG-Cether vessels TG-Chinese | Dec-09 | U-3 | 350 | May-12 | Stressed | Stressed | 5414.4 | Feb-19 | #VALUE! | UNCERTAIN
|  | AP |  | Dec-09 | U-4 | 350 | Aug-12 | Stressed | Stressed |  |  | #VALUE! | UNCERTAIN
3 | Bihar | BR | Siriya TPP (Jas Infra. TPP) / JICPL / BTG-Chinese | Mar-11 | U-1 | 660 | Aug-14 | Uncertain* | Uncertain* | NA |  | #VALUE! | UNCERTAIN
|  | BR |  | Mar-11 | U-2 | 660 | Dec-14 | Uncertain* | Uncertain* |  |  | #VALUE! | UNCERTAIN
|  | BR |  | Mar-11 | U-3 | 660 | Apr-15 | Uncertain* | Uncertain* |  |  | #VALUE! | UNCERTAIN
|  | BR |  | Mar-11 | U-4 | 660 | Aug-15 | Uncertain* | Uncertain* |  |  | #VALUE! | UNCERTAIN
4 | Chhattisgarh | CG | Akaltara TPP (Naiyara) / KSK Mahandi Power Company Ltd./ Chinese | Apr-09 | U-4 | 600 | Apr-13 | Stressed | Stressed | 18730 | Dec-16 | #VALUE! | UNCERTAIN
|  | CG |  | Apr-09 | U-5 | 600 | Aug-13 | Uncertain | Uncertain |  |  | #VALUE! | UNCERTAIN
|  | CG |  | Apr-09 | U-6 | 600 | Dec-13 | Uncertain | Uncertain |  |  | #VALUE! | UNCERTAIN
5 | Chhattisgarh | CG | Binjkote TPP/ SKS Power Generation (Chhattisgarh) Ltd. SG-Cethar Vessels TG-Harbin China | Mar-11 | U-3 | 300 | Mar-14 | Uncertain | Uncertain | 3828 | Jun-15 | #VALUE! | UNCERTAIN
|  | CG |  | Mar-11 | U-4 | 300 | Jun-14 | Uncertain | Uncertain |  |  | #VALUE! | UNCERTAIN
6 | Chhattisgarh | CG | Lanco Amarkantak TPP-II/ LAP Pvt. Ltd. BTG-DEC | Nov-09 | U-3 | 660 | Jan-12 | Uncertain | Uncertain | 9537.79 | Dec-16 | #VALUE! | UNCERTAIN
|  | CG |  | Nov-09 | U-4 | 660 | Mar-12 | Uncertain | Uncertain |  |  | #VALUE! | UNCERTAIN
7 | Chhattisgarh | CG | Singhitarai TPP / Athena Chhattisgarh Power Ltd./ BTG -DECL | Dec-09 | U-1 | 600 | Nov-14 | Uncertain | Uncertain | 6408.47 | May-17 | #VALUE! | UNCERTAIN
|  | CG |  | Dec-09 | U-2 | 600 | Feb-15 | Uncertain | Uncertain |  |  | #VALUE! | UNCERTAIN
8 | Chhattisgarh | CG | Salora TPP / Vandana Vidyut/ BTG-Cether Vessles | Sep-09 | U-2 | 135 | Sep-11 | Uncertain* | Uncertain* | 2386.89 | Mar-15 | #VALUE! | UNCERTAIN
9 | Chhattisgarh | CG | Deveri (Visa) TPP / Visa Power Ltd. BTG-BHEL | Jun-10 | U-1 | 600 | Aug-13 | Uncertain* | Uncertain* | 2077.23 | Nov-15 | #VALUE! | UNCERTAIN
10 | Jharkhand | JH | Matrishri Usha TPP Ph-I / Corporate Power Ltd. /EPC- BHEL | Dec-09 | U-1 | 270 | Apr-12 | Uncertain* | Uncertain* | 3120 | Nov-12 | #VALUE! | UNCERTAIN
|  | JH |  | Dec-09 | U-2 | 270 | May-12 | Uncertain* | Uncertain* |  |  | #VALUE! | UNCERTAIN
11 | Jharkhand | JH | Matrishri Usha TPP Ph-II / Corporate Power Ltd. / EPC- BHEL | Mar-11 | U-3 | 270 | Oct-12 | Uncertain* | Uncertain* | 2207 | Sep-12 | #VALUE! | UNCERTAIN
|  | JH |  | Mar-11 | U-4 | 270 | Jan-13 | Uncertain* | Uncertain* |  |  | #VALUE! | UNCERTAIN
12 | Jharkhand | JH | Tori TPP Ph-I / Essar Power Ltd. / BTG-China | Aug-08 | U-1 | 600 | Jul-12 | Uncertain* | Uncertain* | 4757.92 | Jun-17 | #VALUE! | UNCERTAIN
|  | JH |  | Aug-08 | U-2 | 600 | Sep-12 | Uncertain* | Uncertain* |  |  | #VALUE! | UNCERTAIN
13 | Jharkhand | JH | Tori TPP Ph-II / Essar Power Ltd. |  | U-3 | 600 | Dec-15 | Uncertain* | Uncertain* | 246.65 | Mar-15 | #VALUE! | UNCERTAIN
14 | Maharashtra | MH | Amravati TPP Ph-II / Ratan India Power Pvt. Ltd. / BTG-BHEL | Oct-10 | U-1 | 270 | Jul-14 | Uncertain* | Uncertain* | 763.8 | Mar-15 | #VALUE! | UNCERTAIN
|  | MH |  | Oct-10 | U-2 | 270 | Sep-14 | Uncertain* | Uncertain* |  |  | #VALUE! | UNCERTAIN
|  | MH |  | Oct-10 | U-3 | 270 | Nov-14 | Uncertain* | Uncertain* |  |  | #VALUE! | UNCERTAIN
|  | MH |  | Oct-10 | U-4 | 270 | Jan-15 | Uncertain* | Uncertain* |  |  | #VALUE! | UNCERTAIN
|  | MH |  | Oct-10 | U-5 | 270 | Mar-15 | Uncertain* | Uncertain* |  |  | #VALUE! | UNCERTAIN
15 | Maharashtra | MH | Lanco Vidarbha TPP / LVP Pvt. Ltd. /EPC-LANCO | Nov-09 | U-1 | 660 | Jul-14 | Uncertain* | Uncertain* | 5338 | Apr-17 | #VALUE! | UNCERTAIN
|  | MH |  | Nov-09 | U-2 | 660 | Nov-14 | Uncertain* | Uncertain* |  |  | #VALUE! | UNCERTAIN
16 | Maharashtra | MH | Nasik TPP Ph-II / Ratan India Nasik Power Pvt. Ltd. BTG-BHEL | Nov-09 | U-1 | 270 | Apr-13 | Uncertain | Uncertain | 711.81 | Mar-15 | #VALUE! | UNCERTAIN
|  | MH |  | Nov-09 | U-2 | 270 | Jun-13 | Uncertain | Uncertain |  |  | #VALUE! | UNCERTAIN
|  | MH |  | Nov-09 | U-3 | 270 | Aug-13 | Uncertain | Uncertain |  |  | #VALUE! | UNCERTAIN
|  | MH |  | Nov-09 | U-4 | 270 | Oct-13 | Uncertain | Uncertain |  |  | #VALUE! | UNCERTAIN
|  | MH |  | Nov-09 | U-5 | 270 | Dec-13 | Uncertain | Uncertain |  |  | #VALUE! | UNCERTAIN
17 | Maharashtra | MH | Bijora Ghanmukh TPP / Jinbhuvish Power Generation Pvt. Ltd. / BTG-Chinese | Sep-11 | U-1 | 300 | Dec-16 | Uncertain | Uncertain | 422.27 | Mar-15 | #VALUE! | UNCERTAIN
|  | MH |  | Sep-11 | U-2 | 300 | Mar-17 | Uncertain | Uncertain |  |  | #VALUE! | UNCERTAIN
18 | Maharashtra | MH | Shirpur TPP ,Shirpur Power Pvt. Ltd.-BHEL | Nov-11 | U-2 | 150 | Apr-15 | Uncertain | Uncertain | 2277.94 | Apr-17 | #VALUE! | UNCERTAIN
19 | MP | MP | Gorgi TPP / D.B. Power (MP) Ltd. BTG-BHEL | Mar-11 | U-1 | 660 | Jun-13 | Uncertain | Uncertain | 475.79 | Sep-15 | #VALUE! | UNCERTAIN
20 | Odisha | OD | Ind Barath TPP (Odisha) / Ind Barath /BTG-Cethar Vessels | May-09 | U-2 | 350 | Dec-11 | Uncertain | Uncertain | 4254 | Apr-17 | #VALUE! | UNCERTAIN
21 | Odisha | OD | KVK Nilanchal TPP/ KVK Nilanchal / BTG- Harbin China | Nov-09 | U-1 | 350 | Dec-11 | Uncertain* | Uncertain* | 1708.36 | Mar-15 | #VALUE! | UNCERTAIN
|  | OD |  | Nov-09 | U-2 | 350 | Feb-12 | Uncertain* | Uncertain* |  |  | #VALUE! | UNCERTAIN
|  | OD |  | Nov-09 | U-3 | 350 | Feb-12 | Uncertain* | Uncertain* |  |  | #VALUE! | UNCERTAIN
22 | Odisha | OD | Lanco Babandh TPP / LBP Ltd./ BTG-Chinese | Nov-09 | U-1 | 660 | Apr-13 | Uncertain* | Uncertain* | 7615 | Mar-17 | #VALUE! | UNCERTAIN
|  | OD |  | Nov-09 | U-2 | 660 | Aug-13 | Uncertain* | Uncertain* |  |  | #VALUE! | UNCERTAIN
23 | Odisha | OD | Malibrahmani TPP / MPCL/ BTG-BHEL | Jun-10 | U-1 | 525 | Dec-12 | Uncertain* | Uncertain* | 5329.75 | Dec-14 | #VALUE! | UNCERTAIN
|  | OD |  | Jun-10 | U-2 | 525 | Feb-13 | Uncertain* | Uncertain* |  |  | #VALUE! | UNCERTAIN
24 | TN | TN | Tuticorin TPP (Ind- Barath) / IBPIL / BTG-Chinese | May-10 | U-1 | 660 | May-12 | Uncertain* | Uncertain* | 2000 | May-15 | #VALUE! | UNCERTAIN
25 | TN | TN | Tuticorin TPP St-IV / SEPC/ EPC-MEIL (BTG-BHEL) | Jan-14 | U-1 | 525 | Sep-18 | Nov-20 | Jan-21 | 3175.72 | Feb-20 | 2021 | 2022
26 | WB | WB | Hiranmaye Energy Ltd (India Power corporation (Haldia) TPP / Haldia Energy Ltd/ BTG-BHEL. | Sep-10 | U-3 | 150 | May-16 | Uncertain* | Uncertain* | 3263.05 | Oct-17 | #VALUE! | UNCERTAIN
These rows are from the Boom & Bust January 2020 database from endcoal.org. Units with status permitted or pre-permitted have been included | JHARKHAND | JH | PATARATU JSEB TPP PHASE II |  | 3 | 800 |  |  | PERMITTED |  |  | #VALUE! | PERMITTED
| ODISHA | OD | TALCHER POWER STATION STAGE II |  | 1 | 660 |  |  | PERMITTED |  |  | #VALUE! | PERMITTED
| ODISHA | OD | TALCHER POWER STATION STAGE II |  | 2 | 660 |  |  | PERMITTED |  |  | #VALUE! | PERMITTED
| WEST BENGAL | WB | KATWA SUPER TPP |  | 1 | 800 |  |  | PRE-PERMIT |  |  | #VALUE! | PRE-PERMIT
| WEST BENGAL | WB | KATWA SUPER TPP |  | 2 | 800 |  |  | PRE-PERMIT |  |  | #VALUE! | PRE-PERMIT
| CHHATTISGARH | CG | LARA INTEGRATED TPP |  | 3 | 800 |  |  | PRE-PERMIT |  |  | #VALUE! | PRE-PERMIT
| CHHATTISGARH | CG | LARA INTEGRATED TPP |  | 4 | 800 |  |  | PRE-PERMIT |  |  | #VALUE! | PRE-PERMIT
| UTTAR PRADESH | UP | SINGRAULI SUPER TPP |  | 8 | 660 |  |  | PRE-PERMIT |  |  | #VALUE! | PRE-PERMIT
| UTTAR PRADESH | UP | SINGRAULI SUPER TPP |  | 9 | 660 |  |  | PRE-PERMIT |  |  | #VALUE! | PRE-PERMIT
| CHHATTISGARH | CG | SIPAT POWER STATION (RAJIV GANDHI POWER STATION) |  | 6 | 800 |  |  | PRE-PERMIT |  |  | #VALUE! | PRE-PERMIT
| TAMIL NADU | TN | NEYVELI TPS STATION II |  | 10 | 660 |  |  | PERMITTED |  |  | #VALUE! | PERMITTED
| TAMIL NADU | TN | NEYVELI TPS STATION II |  | 11 | 660 |  |  | PERMITTED |  |  | #VALUE! | PERMITTED
| UTTAR PRADESH | UP | PANKI TPS |  | 5 | 660 |  |  | PERMITTED |  |  | #VALUE! | PERMITTED
| MADHYA PRADESH | MP | MP AMARKANTAK TPS |  | 6 | 660 |  |  | PRE-PERMIT |  |  | #VALUE! | PRE-PERMIT
| BIHAR | BR | BUXAR TPS |  | 1 | 660 |  |  | PERMITTED |  |  | #VALUE! | PERMITTED
| BIHAR | BR | BUXAR TPS |  | 2 | 660 |  |  | PERMITTED |  |  | #VALUE! | PERMITTED
| RAJASTHAN | RJ | JSW BARMER JALIP KAPURDI TPS |  | 9 | 540 |  |  | PRE-PERMIT |  |  | #VALUE! | PRE-PERMIT
| RAJASTHAN | RJ | JSW BARMER JALIP KAPURDI TPS |  | 10 | 540 |  |  | PRE-PERMIT |  |  | #VALUE! | PRE-PERMIT
| GUJARAT | GJ | UKAI TPS |  | 7 | 800 |  |  | PRE-PERMIT |  |  | #VALUE! | PRE-PERMIT
| WEST BENGAL | WB | SAGARDIGHI TPS |  | 5 | 660 |  |  | PRE-PERMIT |  |  | #VALUE! | PRE-PERMIT
| ODISHA | OD | BHUBANESHWAR JASPER TPS |  | 1 | 68 |  |  | PERMITTED |  |  | #VALUE! | PERMITTED
| ODISHA | OD | BHUBANESHWAR JASPER TPS |  | 2 | 68 |  |  | PERMITTED |  |  | #VALUE! | PERMITTED
| AP | AP | Kadapa Steel power station |  | 1 | 30 |  |  | PERMITTED |  |  | #VALUE! | PERMITTED
| AP | AP | Kadapa Steel power station |  | 2 | 30 |  |  | PERMITTED |  |  | #VALUE! | PERMITTED
| Karnataka | KA | Udupi power station |  | 3 | 800 |  |  | PRE-PERMIT |  |  | #VALUE! | PRE-PERMIT
| Karnataka | KA | Udupi power station |  | 4 | 800 |  |  | PRE-PERMIT |  |  | #VALUE! | PRE-PERMIT
| ODISHA | OD | Kamakhyanagar power station |  | 1 | 800 |  |  | PERMITTED |  |  | #VALUE! | PERMITTED
| ODISHA | OD | Kamakhyanagar power station |  | 2 | 800 |  |  | PERMITTED |  |  | #VALUE! | PERMITTED
| ODISHA | OD | Kamakhyanagar power station |  | 3 | 800 |  |  | PERMITTED |  |  | #VALUE! | PERMITTED
| ODISHA | OD | Kamalanga |  | 2 | 350 |  |  | PERMITTED |  |  | #VALUE! | PERMITTED
| RAJASTHAN | RJ | Shriram Rayons power station |  | 1 | 141 |  |  | PERMITTED |  |  | #VALUE! | PERMITTED
| Telangana | TS | Pegadapalli (Jaipur Mandal) power station |  | 1 | 800 |  |  | PERMITTED |  |  | #VALUE! | PERMITTED
| Telangana | TS | Pedaveedu power station |  | 1 | 135 |  |  | PERMITTED |  |  | #VALUE! | PERMITTED
| Telangana | TS | Pedaveedu power station |  | 2 | 65 |  |  | PERMITTED |  |  | #VALUE! | PERMITTED
| UTTAR PRADESH | UP | Khurja power station |  | 1 | 660 |  |  | PERMITTED |  |  | #VALUE! | PERMITTED
| UTTAR PRADESH | UP | Khurja power station |  | 2 | 660 |  |  | PERMITTED |  |  | #VALUE! | PERMITTED
* Presently work at site is on hold.
Note on G129: MENTIONED IN BSM BUT NO DETAILS RECORDED EXCEPT EXPENDITURE IN FY19 (16 CR)

## COAL
Sum - Cap. (MW) | Data
State code | 2021 | 2022 | 2023 | 2024 | 2025 | PERMITTED | PRE-PERMIT | UNCERTAIN
AP |  | 1600 | 0 | 0 | 0 | 60 | 0 | 2020 | 3680
NE |  | 0 | 0 | 0 | 0 | 0 | 0 | 0 | 0
AS |  | 0 | 0 | 0 | 0 | 0 | 0 | 0 | 0
BR |  | 1570 | 1980 | 0 | 1320 | 1320 | 0 | 2640 | 8830
CG |  | 800 | 0 | 0 | 0 | 0 | 2400 | 5655 | 8855
GA |  | 0 | 0 | 0 | 0 | 0 | 0 | 0 | 0
GJ |  | 0 | 0 | 0 | 0 | 0 | 800 | 0 | 800
HR |  | 0 | 0 | 0 | 0 | 0 | 0 | 0 | 0
HP |  | 0 | 0 | 0 | 0 | 0 | 0 | 0 | 0
JK |  | 0 | 0 | 0 | 0 | 0 | 0 | 0 | 0
JH |  | 0 | 2120 | 2260 | 0 | 800 | 0 | 2880 | 8060
KA |  | 370 | 0 | 0 | 0 | 0 | 1600 | 0 | 1970
KL |  | 0 | 0 | 0 | 0 | 0 | 0 | 0 | 0
MP |  | 800 | 0 | 0 | 0 | 0 | 660 | 660 | 2120
MH |  | 0 | 0 | 660 | 0 | 0 | 0 | 4770 | 5430
OD |  | 800 | 250 | 0 | 0 | 4206 | 0 | 3770 | 9026
PB |  | 0 | 0 | 0 | 0 | 0 | 0 | 0 | 0
RJ |  | 660 | 0 | 0 | 0 | 141 | 1080 | 500 | 2381
TN |  | 1825 | 1320 | 1460 | 1460 | 1320 | 0 | 1320 | 8705
TS |  | 810 | 1870 | 0 | 4000 | 1000 | 0 | 0 | 7680
UP |  | 1980 | 5280 | 0 | 1320 | 1980 | 1320 | 0 | 11880
UK |  | 0 | 0 | 0 | 0 | 0 | 0 | 0 | 0
WB |  | 0 | 0 | 0 | 0 | 0 | 2260 | 150 | 2410
UT |  | 0 | 0 | 0 | 0 | 0 | 0 | 0 | 0
DL |  | 0 | 0 | 0 | 0 | 0 | 0 | 0 | 0
TOTAL | 0 | 11215 | 12820 | 4380 | 8100 | 10827 | 10120 | 24365 | 81827
Above is the summary of the coal plant status as gleaned from CEA’s Broad Status Monitoring Report Apr 2020 and Boom & Bust coal tracker database of Jan 2020.
Of the above, assuming that plants in the Permit, Pre-permit and Uncertain categories are not guaranteed to come in, and hence need not be part of the Min Capacity Addition for PIER.
MW coal capacity in pipeline
MinCapacity | [11 empty] | Captive as % of utility | ECT_LegacyCapacity |  | MaxCapacity
SubGeography2 | 2021 | 2022 | 2023 | 2024 | 2025 | 2026 | 2027 | 2028 | 2029 | 2030 | 2031 |  | EG_COAL | State share | SubGeography2 | 2021 | 2022 | 2023 | 2024 | 2025 | 2026 | 2027 | 2028 | 2029 | 2030 | 2031
AP | 22.1048 | 1600 | 0 | 0 | 0 | 0 | 0 | 0 | 0 | 0 | 0 | 20.87% | 14009.403 | 5.458% | AP | 26.7192 | 1933.9987 | 0 | 0 | 1037.0169 | 1037.0169 | 1037.0169 | 1037.0169 | 1037.0169 | 1037.0169 | 1037.0169
NE | 3.4592 | 0 | 0 | 0 | 0 | 0 | 0 | 0 | 0 | 0 | 0 | 0% | 38.8 | 0.01512% | NE | 3.4592 | 0 | 0 | 0 | 2.8721 | 2.8721 | 2.8721 | 2.8721 | 2.8721 | 2.8721 | 2.8721
AS | 1.3696 | 0 | 0 | 0 | 0 | 0 | 0 | 0 | 0 | 0 | 0 | 15.73% | 868 | 0.3382% | AS | 1.5851 | 0 | 0 | 0 | 64.2519 | 64.2519 | 64.2519 | 64.2519 | 64.2519 | 64.2519 | 64.2519
BR | 527.8971 | 1570 | 1980 | 0 | 1320 | 0 | 0 | 0 | 0 | 0 | 0 | 3.121% | 6589.4 | 2.567% | BR | 544.3702 | 1618.9919 | 2041.7859 | 0 | 1361.1906 | 487.7666 | 487.7666 | 487.7666 | 487.7666 | 487.7666 | 487.7666
CG | 259.2702 | 800 | 0 | 0 | 0 | 0 | 0 | 0 | 0 | 0 | 0 | 27.24% | 29428.66 | 11.47% | CG | 329.9021 | 1017.9405 | 0 | 0 | 2178.3952 | 2178.3952 | 2178.3952 | 2178.3952 | 2178.3952 | 2178.3952 | 2178.3952
GA | 10.9631 | 0 | 0 | 0 | 0 | 0 | 0 | 0 | 0 | 0 | 0 | 0% | 15.9 | 0.006195% | GA | 10.9631 | 0 | 0 | 0 | 1.177 | 1.177 | 1.177 | 1.177 | 1.177 | 1.177 | 1.177
GJ | 312.559 | 0 | 0 | 0 | 0 | 0 | 0 | 0 | 0 | 0 | 0 | 25.8% | 20419.472 | 7.955% | GJ | 393.1918 | 0 | 0 | 0 | 1511.5089 | 1511.5089 | 1511.5089 | 1511.5089 | 1511.5089 | 1511.5089 | 1511.5089
HR | 31.0144 | 0 | 0 | 0 | 0 | 0 | 0 | 0 | 0 | 0 | 0 | 6.674% | 5685.71 | 2.215% | HR | 33.0843 | 0 | 0 | 0 | 420.8728 | 420.8728 | 420.8728 | 420.8728 | 420.8728 | 420.8728 | 420.8728
HP | 0.049269 | 0 | 0 | 0 | 0 | 0 | 0 | 0 | 0 | 0 | 0 | 0% | 31.225 | 0.01217% | HP | 0.049269 | 0 | 0 | 0 | 2.3114 | 2.3114 | 2.3114 | 2.3114 | 2.3114 | 2.3114 | 2.3114
JK | 53.721 | 0 | 0 | 0 | 0 | 0 | 0 | 0 | 0 | 0 | 0 | 0% | 0 | 0% | JK | 53.721 | 0 | 0 | 0 | 0 | 0 | 0 | 0 | 0 | 0 | 0
JH | 29.3652 | 0 | 2120 | 2260 | 0 | 0 | 0 | 0 | 0 | 0 | 0 | 33.05% | 5934.12 | 2.312% | JH | 39.071 | 0 | 2820.7028 | 3006.9756 | 439.2609 | 439.2609 | 439.2609 | 439.2609 | 439.2609 | 439.2609 | 439.2609
KA | 21.0155 | 370 | 0 | 0 | 0 | 0 | 0 | 0 | 0 | 0 | 0 | 40.5% | 13319.002 | 5.189% | KA | 29.5259 | 519.8345 | 0 | 0 | 985.9114 | 985.9114 | 985.9114 | 985.9114 | 985.9114 | 985.9114 | 985.9114
KL | 0.2605 | 0 | 0 | 0 | 0 | 0 | 0 | 0 | 0 | 0 | 0 | 0% | 165.1 | 0.06432% | KL | 0.2605 | 0 | 0 | 0 | 12.2212 | 12.2212 | 12.2212 | 12.2212 | 12.2212 | 12.2212 | 12.2212
MP | 518.417 | 800 | 0 | 0 | 0 | 0 | 0 | 0 | 0 | 0 | 0 | 33.97% | 28334.029 | 11.04% | MP | 694.508 | 1071.7363 | 0 | 0 | 2097.3674 | 2097.3674 | 2097.3674 | 2097.3674 | 2097.3674 | 2097.3674 | 2097.3674
MH | 185.6254 | 0 | 0 | 660 | 0 | 0 | 0 | 0 | 0 | 0 | 0 | 14.91% | 28689.157 | 11.18% | MH | 213.3075 | 0 | 0 | 758.4252 | 2123.6551 | 2123.6551 | 2123.6551 | 2123.6551 | 2123.6551 | 2123.6551 | 2123.6551
OD | 32.3871 | 800 | 250 | 0 | 0 | 0 | 0 | 0 | 0 | 0 | 0 | 109.4% | 20526.02 | 7.997% | OD | 67.8346 | 1675.5935 | 523.623 | 0 | 1519.3959 | 1519.3959 | 1519.3959 | 1519.3959 | 1519.3959 | 1519.3959 | 1519.3959
PB | 33.9022 | 0 | 0 | 0 | 0 | 0 | 0 | 0 | 0 | 0 | 0 | 10.18% | 6257.97 | 2.438% | PB | 37.3519 | 0 | 0 | 0 | 463.2332 | 463.2332 | 463.2332 | 463.2332 | 463.2332 | 463.2332 | 463.2332
RJ | 95.7137 | 660 | 0 | 0 | 0 | 0 | 0 | 0 | 0 | 0 | 0 | 20.64% | 11846.905 | 4.615% | RJ | 115.4696 | 796.2278 | 0 | 0 | 876.9425 | 876.9425 | 876.9425 | 876.9425 | 876.9425 | 876.9425 | 876.9425
TN | 26.1788 | 1825 | 1320 | 1460 | 1460 | 0 | 0 | 0 | 0 | 0 | 0 | 27.53% | 16591.334 | 6.464% | TN | 33.3851 | 2327.3778 | 1683.3636 | 1861.9022 | 1861.9022 | 1228.1389 | 1228.1389 | 1228.1389 | 1228.1389 | 1228.1389 | 1228.1389
TS | 822.5333 | 810 | 1870 | 0 | 4000 | 0 | 0 | 0 | 0 | 0 | 0 | 17.42% | 7940.772 | 3.094% | TS | 965.8484 | 951.1313 | 2195.8216 | 0 | 4696.9446 | 587.7991 | 587.7991 | 587.7991 | 587.7991 | 587.7991 | 587.7991
UP | 1102.6743 | 1980 | 5280 | 0 | 1320 | 0 | 0 | 0 | 0 | 0 | 0 | 10.65% | 24794.933 | 9.66% | UP | 1220.0783 | 2190.8147 | 5842.1726 | 0 | 1835.3932 | 1835.3932 | 1835.3932 | 1835.3932 | 1835.3932 | 1835.3932 | 1835.3932
UK | 0.23715 | 0 | 0 | 0 | 0 | 0 | 0 | 0 | 0 | 0 | 0 | 0% | 150.3 | 0.05856% | UK | 0.23715 | 0 | 0 | 0 | 11.1256 | 11.1256 | 11.1256 | 11.1256 | 11.1256 | 11.1256 | 11.1256
WB | 23.6555 | 0 | 0 | 0 | 0 | 0 | 0 | 0 | 0 | 0 | 0 | 0.057499 | 14992.158 | 0.058409 | WB | 25.0156 | 0 | 0 | 0 | 1109.7633 | 1109.7633 | 1109.7633 | 1109.7633 | 1109.7633 | 1109.7633 | 1109.7633
UT | 30.9952 | 0 | 0 | 0 | 0 | 0 | 0 | 0 | 0 | 0 | 0 | 0 | 48.9 | 0.00019051 | UT | 30.9952 | 0 | 0 | 0 | 3.6197 | 3.6197 | 3.6197 | 3.6197 | 3.6197 | 3.6197 | 3.6197
DL | 0 | 0 | 0 | 0 | 0 | 0 | 0 | 0 | 0 | 0 | 0 | 0 | 0 | 0 | DL | 0 | 0 | 0 | 0 | 0 | 0 | 0 | 0 | 0 | 0 | 0
Total | 4145.3685 | 11215 | 12820 | 4380 | 8100 | 0 | 0 | 0 | 0 | 0 | 0 |  | 256677.27
[7 empty] | ` | [7 empty] | Maximum allowed Capacity |  |  |  |  | 19000 | 19000 | 19000 | 19000 | 19000 | 19000 | 19000
Max of Min and Max

## HYDRO RMLEU (hidden)
Annex 9.6 State-wise list of Hydro RMU&LE schemes programmed for completion during 2017-22
Sl. No | Name of Project, Agency Inst. Cap. (No. x MW) | CS/ SS | Capacity Covered Under RMU&LE (No.x MW) | Est. Cost (Rs. Cr) | Actual Exp. (Rs. Cr) | Benefits (MW) | LE | U | Category | Year of Completion | FY | State | STAGE | FY
1 | Ganguwal (1x29.25+2x24.2) & Kotla (1x29.25+2x24.2), BBMB | CS | 1x24.2 (U-2) 1x24.2 (U-3) | 14.19 | 9.58 | 48.4 (LE) | 48.4 |  | RM&LE | 2017-18 | 2018 | HP | A. Completed Schemes | 2018 | 48.4 | 0
2 | Dehar Power House (Unit-3), BBMB (6x165) | CS | 1x165 | 19.87 | 16 | - |  |  | R&M | 2017-18 | 2018 | HP | A. Completed Schemes | 2020 | 1359.3 | 26.2
3 | Salal, NHPC (6x115) | CS | 5x115 | 58.01 | 51.08 | - |  |  | R&M | 2019-20 | 2020 | HP | B. Ongoing Schemes – Under Implementation | 2021 | 539.3 | 90
4 | Bhakra LB, BBMB (5x108) | CS | 5x108 | 489.77 | 397.08 | 540.00(LE)+ 90.00 (U) | 540 | 90 | RMU&LE | 2020-21 | 2021 | HP | B. Ongoing Schemes – Under Implementation | 2022 | 2731.2 | 33.5
5 | Baira Siul, NHPC (3x60) | CS | 3x60 | 341.41 | 54.33 | 180 (LE) | 180 |  | RM&LE | 2020-21 | 2021 | HP | B. Ongoing Schemes – Under Implementation | 2024 | 525 | 16
6 | Pong Power House, HPSEB (6x66) | CS | 6x66 | - | - | 396 (LE) | 396 |  | RM&LE | 2020-21 | 2021 | HP | B. Ongoing Schemes – Under Implementation | 2027 | 1372 | 27
7 | Bhaba Power House, HPSEB (3x40) | SS | 3x40 | 166.17@ | 90.91 | 120 (LE) | 120 |  | RM&LE | 2019-20 | 2020 | HP | B. Ongoing Schemes – Under Implementation | 2026 | 200 | 15
8 | Chenani, J&KSPDC (5x4.66) | SS | 5x4.66 | 39.6 | 24.63 | 23.30 (LE) | 23.3 |  | RM&LE | 2019-20 | 2020 | JK | B. Ongoing Schemes – Under Implementation | 2023 | 30 | 0
9 | Ganderbal, J&KSPDC (2x3+2x4.5) | SS | 2x4.5 | 31.57 | 11.33 | 9.00 (LE) | 9 |  | RM&LE | 2019-20 | 2020 | JK | B. Ongoing Schemes – Under Implementation
10 | Tiloth, UJVNL (3x30) | SS | 3x30 | 384.66 | 12.83 | 90 (LE) | 90 |  | RM&LE | 2021-22 | 2022 | UK | B. Ongoing Schemes – Under Implementation
11 | Dhalipur, UJVNL (3x17) | SS | 3x17 | 152.65 | 11.58 | 51 (LE) | 51 |  | RM&LE | 2021-22 | 2022 | UK | B. Ongoing Schemes – Under Implementation
12 | Rihand, UPJVNL (6x50) | SS | 6x50 | 132.2 | 105.49 | 300 (LE) | 300 |  | RM&LE | 2019-20 | 2020 | UP | B. Ongoing Schemes – Under Implementation
13 | Obra, UPJVNL (3x33) | SS | 3x33 | 58.8 | 35.47 | 99 (LE) | 99 |  | RM&LE | 2021-22 | 2022 | UP | B. Ongoing Schemes – Under Implementation
14 | Ukai, GSECL (4x75) | SS | 3x75 (U-1,2,&4) | 7.3 | 4.48 | - |  |  | R&M | 2021-22 | 2022 | GJ | B. Ongoing Schemes – Under Implementation
15 | Kadana PSS, GSECL (4x60) | SS | 4x60 | 114.37 | 6.18 | - |  |  | R&M | 2021-22 | 2022 | GJ | B. Ongoing Schemes – Under Implementation
16 | Nagarjuna Sagar Ph- II works, TSGENCO (1x110+7x100.8) | SS | 1x110+7x100.8 | 22.17 | 14.34 | - |  |  | R&M | 2019-20 | 2020 | TS | B. Ongoing Schemes – Under Implementation
17 | Nagarjuna Sagar Left Canal Power House, TSGENCO (2x30.6) | SS | 2x30.6 | 30.99 | 2 | - |  |  | R&M | 2019-20 | 2020 | TS | B. Ongoing Schemes – Under Implementation
18 | Bhadra River Bed units, KPCL (2x12) | SS | 2x12 | 31.05 | 25.25 | - |  |  | R&M | 2019-20 | 2020 | KA | B. Ongoing Schemes – Under Implementation
19 | Munirabad Dam Power House, KPCL (2x9 + 1x10) | SS | 2x9 + 1x10 | 4.6 | - | - |  |  | R&M | 2019-20 | 2020 | KA | B. Ongoing Schemes – Under Implementation
20 | Nagjhari KPCL (3x150) | SS | 3x150 (U-1 to 3) | 222 | - | - |  |  | R&M | 2021-22 | 2022 | KA | B. Ongoing Schemes – Under Implementation
21 | Shivasamudram, KPCL (6x3+4x6) | SS | 6x3+4x6 | 146.41 | - | 42 (LE) | 42 |  | RM&LE | 2021-22 | 2022 | KA | B. Ongoing Schemes – Under Implementation
22 | Sholayar, KSEB (3x18) | SS | 3x18 | 199.55 | 45.24 | 54 (LE) | 54 |  | RM&LE | 2019-20 | 2020 | KL | B. Ongoing Schemes – Under Implementation
23 | Idukki 1st stage, KSEB (3x130) | SS | 3x130 | 89.9 | 36.95 | - |  |  | R&M | 2019-20 | 2020 | KL | B. Ongoing Schemes – Under Implementation
24 | Sholayar-I, TANGEDCO (2x35) | SS | 2x35 | 90.44 | 42.17 | 70 (LE) + 14(U) | 70 | 14 | RMU&LE | 2019-20 | 2020 | TN | B. Ongoing Schemes – Under Implementation
25 | Gandhi Sagar, MPPGCL (5x23) | SS | 5x23 | 21.83 | - | - |  |  | R&M | 2020-21 | 2021 | MP | B. Ongoing Schemes – Under Implementation
26 | Bargi, MPPGCL (2x45) | SS | 2x45 | 3.12 | 0.36 | - |  |  | R&M | 2021-22 | 2022 | MP | B. Ongoing Schemes – Under Implementation
27 | Pench, MPPGCL (2x80) | SS | 2x80 | 13.36 | - | - |  |  | R&M | 2021-22 | 2022 | MP | B. Ongoing Schemes – Under Implementation
28 | Bansagar Ton-I, MPPGCL (3x105) | SS | 3x105 | 4.97 | - | - |  |  | R&M | 2021-22 | 2022 | MP | B. Ongoing Schemes – Under Implementation
29 | Hirakud-I OHPC (2x37.5) | SS | 2x37.5 (U5&6) | 158.77 | 68.32 | 75.00 (LE) + 12.2 (U) | 74 | 12.2 | RMU&LE | 2019-20 | 2020 | OD | B. Ongoing Schemes – Under Implementation
30 | Hirakud-II (Chiplima), OHPC (3x24) | SS | 1x24 (U-3) | 65.67 | 35.01 | 24.00 (LE) | 24 |  | RM&LE | 2019-20 | 2020 | OD | B. Ongoing Schemes – Under Implementation
31 | Balimela, OHPC (6x60) | SS | 6x60 | 382.91 | 18.16 | 360(LE) | 360 |  | RM&LE | 2021-22 | 2022 | OD | B. Ongoing Schemes – Under Implementation
32 | Giri, HPSEB (2x30) | SS | 2x30 | 139.8 | - | 60.00 (LE) | 60 |  | RM&LE | 2020-21 | 2021 | HP | C. Ongoing Schemes – Under Tendering
33 | Dehar Power House (Unit-3), BBMB (1x165) | CS | 1x165 | 23 | - | - |  |  | R&M | 2019-20 | 2020 | HP | C. Ongoing Schemes – Under Tendering
34 | Mukerin St.I, St.II, St.III & St.IV, PSPCL (3x15, 3x15, 3x19.5&3x19.5) | SS | 3x15, 3x15, 3x19.5& 3x19.5 | 136.07 | 30.71 | - |  |  | R&M | 2019-20 | 2020 | PB | C. Ongoing Schemes – Under Tendering
35 | Ranjit Sagar Dam, PSPCL (4x150) | SS | 4x150 | 48 | 1.6 | - |  |  | R&M | 2020-21 | 2021 | PB | C. Ongoing Schemes – Under Tendering
36 | Shanan HEP, PSPCL (1x50+4x15) | SS | 1x50+ 4x15 | 37.81 | 19.71 | - |  |  | R&M | 2019-20 | 2020 | PB | C. Ongoing Schemes – Under Tendering
37 | UBDC St.I & St.II, PSPCL (3x15+3x15.45) | SS | 3x15+ 3x15.45 | 23.55 | - | - |  |  | R&M | 2019-20 | 2020 | PB | C. Ongoing Schemes – Under Tendering
38 | Anandpur Sahib Hydel Project, PSPCL (4x33.5) | SS | 4x33.5 | 43.11 | - | - |  |  | R&M | 2019-20 | 2020 | PB | C. Ongoing Schemes – Under Tendering
39 | Chilla Ph B UJVNL (4x36) | SS | 4x36 | 490.56 | - | 144(LE)+ 12(U) | 144 | 12 | RMU&LE | 2021-22 | 2022 | UK | C. Ongoing Schemes – Under Tendering
40 | Ramganaga, UJVNL (3x66) | SS | 3x66 | 455.2 | - | 198(LE) | 298 |  | RM&LE | 2021-22 | 2022 | UK | C. Ongoing Schemes – Under Tendering
41 | Dhakrani, UJVNL (3x11.25) | SS | 3x11.25 | 137.31 | - | 33.75 (LE) | 33.75 |  | RM&LE | 2021-22 | 2022 | UK | C. Ongoing Schemes – Under Tendering
42 | Kadra Dam Power House, KPCL (3x50) | SS | 3x50 | 44.47 | - | 150 (LE) | 150 |  | RM&LE | 2021-22 | 2022 | KA | C. Ongoing Schemes – Under Tendering
43 | Kodasalli Dam Power House, KPCL (3x40) | SS | 3x40 | 50.6 | - | 120 (LE) | 120 |  | RM&LE | 2021-22 | 2022 | KA | C. Ongoing Schemes – Under Tendering
44 | Linganamakki Dam Power House, KPCL (2x27.5) | SS | 2x27.5 | 56.2 | - | 55 (LE) | 55 |  | RM&LE | 2021-22 | 2022 | KA | C. Ongoing Schemes – Under Tendering
45 | Gerusoppa Dam Power House (Sharavathy Tail Race), KPCL (4x60) | SS | 4x60 | 59.66 | - | 240 (LE) | 240 |  | RM&LE | 2021-22 | 2022 | KA | C. Ongoing Schemes – Under Tendering
46 | Kuttiyadi, KSEB (3x25) | SS | 3x25 | 377.41 | - | 75.00 (LE) + 7.5 (U) | 75 | 7.5 | RMU&LE | 2021-22 | 2022 | KL | C. Ongoing Schemes – Under Tendering
47 | Panchet, DVC (2x40) | CS | 1x40 (U-1) | 48.92 | 2.19 | 40(LE)+ 8(U) | 40 | 8 | RMU&LE | 2021-22 | 2022 | JH | C. Ongoing Schemes – Under Tendering
48 | Umium St.III, (Kyrdemkulai) MePGCL (2x30) | SS | 2x30 | 408 | - | 60(LE) + 6(U) | 60 | 6 | RMU&LE | 2021-22 | 2022 | NE | C. Ongoing Schemes – Under Tendering
49 | MGHE, KPCL (4x21.6+4x13.2) | SS | 4x21.6+ 4x13.2 | 97 | - | 139.2 (LE) | 139.2 |  | RM&LE | 2021-22 | 2022 | KA | D. Ongoing Schemes – Under DPR Preparation/ Finalisation/ Approval
50 | Supa Dam Power House, KPCL (2x50) | SS | 2x50 | 47.91 | - | 100 (LE) | 100 |  | RM&LE | 2021-22 | 2022 | KA | D. Ongoing Schemes – Under DPR Preparation/ Finalisation/ Approval
51 | Sharavathy Generating Station, KPCL (10x103.5) | SS | 10x103.5 | 196.56 | 11.07 | 1035 (LE) | 1035 |  | RM&LE | 2021-22 | 2022 | KA | D. Ongoing Schemes – Under DPR Preparation/ Finalisation/ Approval
52 | Maithon, DVC (2x20+1x23.2) | CS | 2x20 (U- 1&3) | 56.03 | 7.76 | 40.00 (LE) | 40 |  | RM&LE | 2021-22 | 2022 | WB | D. Ongoing Schemes – Under DPR Preparation/ Finalisation/ Approval
53 | Khandong Power Station, NEEPCO (2x25) | CS | 2x25 | 196.7 | 12.71 | 50 (LE) | 50 |  | RM&LE | 2021-22 | 2022 | AS | D. Ongoing Schemes – Under DPR Preparation/ Finalisation/ Approval
Annex 9.7 State-wise list of Hydro RMU&LE schemes programmed for completion during 2022-27
Sl. No | Name of Project, Agency Inst. Cap. (No. x MW) | CS/ SS | Capacity Covered Under RMU&LE (No.x MW) | Est. Cost (Rs. Cr) | Actual Exp. (Rs. Cr) | Benefits (MW) | LE | U | Category | Year of Completion | FY | State | STAGE
1 | Moyar PH, TANGEDCO (3x12) | SS | 3x12 | 67.05 | - | 36(LE)+ 6(U) | 36 | 6 | RMU&LE | 2023-24 | 2024 | TN | A. Ongoing Schemes – Under Tendering
2 | Kodayar PH-I, TANGEDCO (1x60) | SS | 1x60 | 88.48 | - | 60 (LE)+ 10 (U) | 60 | 10 | RMU&LE | 2022-24 | 2024 | TN | A. Ongoing Schemes – Under Tendering
3 | Lower Jehlum HEP, J&KSPDC (3x35) | SS | 3x35 | - | - | 105 (LE)+ 27 (U) | 105 | 27 | RMU&LE | 2022-27 | 2027 | JK | B. Ongoing Schemes – Under DPR Preparation/ Finalisation/ Approval
4 | USHP-II Kangan, J&KSPDC (3x35) | SS | 3x35 | - | - | 105 (LE) | 105 |  | RM&LE | 2022-27 | 2027 | JK | B. Ongoing Schemes – Under DPR Preparation/ Finalisation/ Approval
5 | Chibro, UJVNL (4x60) | SS | 4x60 | 184.88 | - | 240(LE) | 240 |  | RM&LE | 2025-26 | 2026 | UK | B. Ongoing Schemes – Under DPR Preparation/ Finalisation/ Approval
6 | Khodri PH-II UJVNL (4x30) | SS | 4x30 | 169.63 | - | 120(LE) | 120 |  | RM&LE | 2025-26 | 2024 | UK | B. Ongoing Schemes – Under DPR Preparation/ Finalisation/ Approval
7 | Kulhal, UJVNL (3x10) | SS | 3x10 | 115.24 | - | 30(LE) | 30 |  | RM&LE | 2023-24 | 2024 | UK | B. Ongoing Schemes – Under DPR Preparation/ Finalisation/ Approval
8 | Machkund St.I & St.II, APGENCO (3x17+3x23) | SS | 3x17+ 3x23 | 400 | - | 120 (LE) + 9 (U) | 120 | 9 | RMU&LE | 2025-26 | 2026 | AP | B. Ongoing Schemes – Under DPR Preparation/ Finalisation/ Approval
9 | Kodayar PH-II, TANGEDCO (1x40 ) | SS | 1x40 | - | - | 40.0(LE)+ 6(U) | 40 | 6 | RMU&LE | 2025-26 | 2026 | TN | B. Ongoing Schemes – Under DPR Preparation/ Finalisation/ Approval
10 | Loktak, NHPC (3x35) | CS | 3x35 | 236.07 | - | 105 (LE) | 105 |  | RM&LE | 2022-23 | 2023 | TN | B. Ongoing Schemes – Under DPR Preparation/ Finalisation/ Approval
11 | Kundah-I, TANGEDCO (3x20) | SS | 3x20 | - | - | 60 (LE) | 60 |  | RM&LE | 2022-27 | 2027 | TN | C. Ongoing Schemes – Under RLA Studies
12 | Kundah-II, TANGEDCO (5x35) | SS | 5x35 | - | - | 175 (LE) | 175 |  | RM&LE | 2022-27 | 2027 | TN | C. Ongoing Schemes – Under RLA Studies
13 | Kundah-III, TANGEDCO (3x60) | SS | 3x60 | - | - | 180 (LE) | 180 |  | RM&LE | 2022-27 | 2027 | TN | C. Ongoing Schemes – Under RLA Studies
14 | Kundah-IV, TANGEDCO (2x50) | SS | 2x50 | - | - | 100 (LE) | 100 |  | RM&LE | 2022-27 | 2027 | TN | C. Ongoing Schemes – Under RLA Studies
15 | Kundah-V, TANGEDCO (2x20) | SS | 2x20 | - | - | 40 (LE) | 40 |  | RM&LE | 2022-27 | 2027 | TN | C. Ongoing Schemes – Under RLA Studies
16 | Mettur Tunnel, TANGEDCO (4x50) | SS | 4x50 | - | - | 200 (LE) | 200 |  | RM&LE | 2022-27 | 2027 | TN | C. Ongoing Schemes – Under RLA Studies
17 | Sarkarpathy, TANGEDCO (1x30) | SS | 1x30 | - | - | 30 (LE) | 30 |  | RM&LE | 2022-27 | 2027 | TN | C. Ongoing Schemes – Under RLA Studies
18 | Sholayar-II, TANGEDCO (1x25) | SS | 1x25 | - | - | 25 (LE) | 25 |  | RM&LE | 2022-27 | 2027 | TN | C. Ongoing Schemes – Under RLA Studies
19 | Suruliyar, TANGEDCO (1x35) | SS | 1x35 | - | - | 35 (LE) | 35 |  | RM&LE | 2022-27 | 2027 | TN | C. Ongoing Schemes – Under RLA Studies
20 | Kadamparai, PH TANGEDCO (4x100) | SS | 4x100 | - | - | 400 (LE) | 400 |  | RM&LE | 2022-27 | 2027 | TN | C. Ongoing Schemes – Under RLA Studies
21 | Aliyar, TANGEDCO (1x60) | SS | 1x60 |  |  | 60 (LE) | 60 |  | RM&LE | 2022-27 | 2027 | TN | C. Ongoing Schemes – Under RLA Studies
22 | Idukki 2nd stage, KSEB (3x130) | SS | 3x130 | - | - | 390 (LE) | 390 |  | RM&LE | 2022-27 | 2027 | KL | C. Ongoing Schemes – Under RLA Studies
23 | Tungabhadra Dam, APGENCO (4x9) | SS | 4x9 | 100 | - | 36 (LE) | 36 |  | RM&LE | 2025-26 | 2026 | AP | C. Ongoing Schemes – Under RLA Studies
24 | Hampi Canal PH, APGENCO (4x9) | SS | 4x9 | 100 | - | 36 (LE) | 36 |  | RM&LE | 2025-26 | 2026 | AP | C. Ongoing Schemes – Under RLA Studies
25 | Umiam-umtru Stage- IV, MePGCL (2x30) | SS | 2x30 | - | - | - |  |  | R&M | 2022-27 | 2027 | NE | C. Ongoing Schemes – Under RLA Studies

## COAL_FY21additions
Source: CEA Monthly Capacity Installed reports
ALL INDIA INSTALLED CAPACITY (IN MW) OF POWER STATIONS LOCATED IN THE REGIONS OF MAIN LAND AND ISLANDS
(As on 31.03.2021)
(UTILITIES)
Region | Ownership/ Sector | Mode wise breakup | [7 empty] | Grand Total
|  | Thermal |  |  |  |  | Nuclear | Hydro | RES * (MNRE) |  | AS on 31.03.2020
|  | Coal | Lignite | Gas | Diesel | Total |  |  |  |  | Coal | Capacity added
Northern Region | State | 16659 | 250 | 2879.2 | 0 | 19788.2 | 0 | 5888.25 | 725.51 | 26401.96 | 16659 | 0 |  |  | SubGeography2 | 2021 | Capacity report
| Private | 22425.83 | 1080 | 558 | 0 | 24063.83 | 0 | 2916 | 17487.12 | 44466.95 | 22425.83 | 0 |  |  | AP | 0 |  | 2021-03-01 | 2020-03-01 | Diff
| Central | 15742.561 | 250 | 2344.06 | 0 | 18336.621 | 1620 | 11484.52 | 379 | 31820.141 | 14354.96 | 1387.601 |  |  | NE | 3.398 | COAL | 202674.5 | 198524.5 | 4150
| Sub Total | 54827.391 | 1580 | 5781.26 | 0 | 62188.651 | 1620 | 20288.77 | 18591.63 | 102689.051 | 53439.79 | 1387.601 |  |  | AS | 0 | LIGNITE | 6620 | 6610 | 10
Western Region | State | 21500 | 900 | 2849.82 | 0 | 25249.82 | 0 | 5446.5 | 569.28 | 31265.6 | 21740 | -240 |  |  | BR | 517.5 | GAS | 24924.009 | 24955.36 | -31.351
| Private | 32847.17 | 500 | 4676 | 0 | 38023.17 | 0 | 481 | 28016.71 | 66520.88 | 32847.17 | 0 |  |  | CG | 212.836 | THERMAL | 234218.509 | 230089.86 | 4128.649
| Central | 19972.95 | 0 | 3280.67 | 0 | 23253.62 | 1840 | 1635 | 666.3 | 27394.92 | 18347.95 | 1625 |  |  | GA | 10.938 | Generation report (OPM)
| Sub Total | 74320.12 | 1400 | 10806.49 | 0 | 86526.61 | 1840 | 7562.5 | 29252.29 | 125181.4 | 72935.12 | 1385 |  |  | GJ | 280.34 |  | 2021-03-01 | 2020-03-01 | Diff
Southern Region | State | 20322.5 | 0 | 791.98 | 159.96 | 21274.44 | 0 | 11774.83 | 586.877 | 33636.147 | 19512.5 | 810 |  |  | HR | 22.0432 | THERMAL | 233104.218 | 231443.068 | 1661.15
| Private | 12747 | 250 | 5340.244 | 273.701 | 18610.945 | 0 | 0 | 43471.373 | 62082.318 | 12747 | 0 |  |  | HP | 0
| Central | 11835.024 | 3390 | 359.58 | 0 | 15584.604 | 3320 | 0 | 541.9 | 19446.504 | 11835.02 | 0.004 |  |  | JK | 53.721
| Sub Total | 44904.524 | 3640 | 6491.804 | 433.661 | 55469.989 | 3320 | 11774.83 | 44600.15 | 115164.969 | 44094.52 | 810.004 |  |  | JH | 20.002
Eastern Region | State | 7450 | 0 | 100 | 0 | 7550 | 0 | 3537.92 | 275.11 | 11363.03 | 7450 | 0 |  |  | KA | 0
| Private | 6153 | 0 | 0 | 0 | 6153 | 0 | 96 | 1300.22 | 7549.22 | 6153 | 0 |  |  | KL | 0
| Central | 14249.445 | 0 | 0 | 0 | 14249.445 | 0 | 1005.2 | 10 | 15264.645 | 13682.05 | 567.395 |  |  | MP | 473.71
| Sub Total | 27852.445 | 0 | 100 | 0 | 27952.445 | 0 | 4639.12 | 1585.33 | 34176.895 | 27285.05 | 567.395 |  |  | MH | 140.358
North Eastern Region | State | 0 | 0 | 466.355 | 36 | 502.355 | 0 | 422 | 233.245 | 1157.6 | 0 | 0 |  |  | OD | 0
| Private | 0 | 0 | 24.5 | 0 | 24.5 | 0 | 0 | 105.92 | 130.42 | 0 | 0 |  |  | PB | 24.028
| Central | 770.02 | 0 | 1253.6 | 0 | 2023.62 | 0 | 1522 | 30 | 3575.62 | 770.02 | 0 |  |  | RJ | 77.021
| Sub Total | 770.02 | 0 | 1744.455 | 36 | 2550.475 | 0 | 1944 | 369.165 | 4863.64 | 770.02 | 0 |  |  | TN | 0
Islands | State | 0 | 0 | 0 | 40.048 | 40.048 | 0 | 0 | 5.25 | 45.298 | 0 | 0 |  |  | TS | 810.0039
| Private | 0 | 0 | 0 | 0 | 0 | 0 | 0 | 24.87 | 24.87 | 0 | 0 |  |  | UP | 1063.5514
| Central | 0 | 0 | 0 | 0 | 0 | 0 | 0 | 5.1 | 5.1 | 0 | 0 |  |  | UK | 0
| Sub Total | 0 | 0 | 0 | 40.048 | 40.048 | 0 | 0 | 35.22 | 75.268 | 0 | 0 |  |  | WB | 0
ALL INDIA | State | 65931.5 | 1150 | 7087.355 | 236.008 | 74404.863 | 0 | 27069.5 | 2395.272 | 103869.635 | 65361.5 | 570 |  |  | UT | 30.918
| Private | 74173 | 1830 | 10598.744 | 273.701 | 86875.445 | 0 | 3493 | 90406.213 | 180774.658 | 74173 | 0 |  |  | DL | 0
| Central | 62570 | 3640 | 7237.91 | 0 | 73447.91 | 6780 | 15646.72 | 1632.3 | 97506.93 | 58990 | 3580
| Total | 202674.5 | 6620 | 24924.009 | 509.709 | 234728.218 | 6780 | 46209.22 | 94433.785 | 382151.223 | 198524.5 | 4150
Figures at decimal may not tally due to rounding off | [11 empty] | 0 |  |  | Central Unallocated | 405
Abbreviation:- | SHP=Small Hydro Project (≤ 25 MW), BP=Biomass Power, U&I=Urban & Industrial Waste Power, RES=Renewable Energy Sources | [10 empty] | 0
Note : - | 1. RES include SHP, BP, U&I, Solar and Wind Energy. Installed capacity in respect of RES (MNRE) as on 31.03.2021 | [10 empty] | 0
| (As per latest information available with MNRE) | [10 empty] | 0
| *Break up of RES all India as on 31.03.2021 is given below (in MW) : | [10 empty] | 0
| Small Hydro Power | Wind Power | Bio-Power |  |  |  | Solar Power | Total Capacity |  |  |  | #VALUE!
|  |  | BM Power/Cogen. |  | Waste to Energy | [6 empty] | 0
| 4786.805 | 39247.05 | 10145.92 |  | 168.64 |  | 40085.37 | 94433.785 |  |  |  | 39247.05
A. | Capacity Added during |  | March., 2021 |  | 1590 MW
1. Unit-3 (270 MW) of BHADRADRI TPP has been commissioned and added to state sector of Telangana.
2. Unit-2 (660 MW) of NABINAGAR STPP has been commissioned and added to central sector of ER & NR states as per their allocation.
3. Unit-6 (660 MW) of TANDA TPS has been commissioned and added to central sector of NR states as per their allocation.
B. | Capacity Retired during |  | March., 2021 |  | 32.5 MW
1. Unit-1,2&3 (2*5 + 1*6.5 = 16.5 MW) of BARAMURA GT has been retired from state sector of Tripura.
2. Unit-1&2 (2x8 = 16 MW) of ROKHIA GT has been retired from state sector of Tripura.
C. | Capacity removed due to change from Conventional to RES during |  | March., 2021 |  | 0 MW
D. | Net Conv. Capacity Added during |  | March., 2021 | A-B+C | 1557.5 MW
* | Sector wise breakup of RES capacity as shown is provisional.
Allocation from central sector stations has been updated till 28.02.2021.
Share of Railway (750 MW) from NABI NAGAR TPP (750 MW) is included in central sector of Bihar.
Share from private sector generating stations has been updated as per latest information available.
INSTALLED CAPACITY (IN MW) OF POWER UTILITIES IN THE STATES/UTS LOCATED IN NORTHERN REGION
INCLUDING ALLOCATED SHARES IN JOINT & CENTRAL SECTOR UTILITIES
(As on 31.03.2021)
State | Ownership/ Sector | Mode wise breakup | [7 empty] | Grand Total
|  | Thermal |  |  |  |  | Nuclear | Hydro | RES (MNRE) |  | AS on 31.03.2020
|  | Coal | Lignite | Gas | Diesel | Total |  |  |  |  | Coal | Capacity added
Delhi | State | 0 | 0 | 1800.4 | 0 | 1800.4 | 0 | 0 | 0 | 1800.4 | 0 | 0
| Private | 878.22 | 0 | 108 | 0 | 986.22 | 0 | 0 | 244.97 | 1231.19 | 878.22 | 0
| Central | 3525.3444 | 0 | 207.0144 | 0 | 3732.3588 | 102.828 | 723.0944 | 0 | 4558.2812 | 3528.13 | -2.7856
| Sub-Total | 4403.5644 | 0 | 2115.4144 | 0 | 6518.9788 | 102.828 | 723.0944 | 244.97 | 7589.8712 | 4406.35 | -2.7856
Haryana | State | 2510 | 0 | 150 | 0 | 2660 | 0 | 200 | 69.3 | 2929.3 | 2510 | 0
| Private | 4561.78 | 0 | 0 | 0 | 4561.78 | 0 | 539 | 618.89 | 5719.67 | 4561.78 | 0
| Central | 1610.8332 | 0 | 535.6143 | 0 | 2146.4475 | 100.936 | 1579.5189 | 5 | 3831.9024 | 1588.79 | 22.0432
| Sub-Total | 8682.6132 | 0 | 685.6143 | 0 | 9368.2275 | 100.936 | 2318.5189 | 693.19 | 12480.8724 | 8660.57 | 22.0432 | HR | 1
Himachal Pradesh | State | 0 | 0 | 0 | 0 | 0 | 0 | 805.6 | 256.61 | 1062.21 | 0 | 0
| Private | 0 | 0 | 0 | 0 | 0 | 0 | 894.4 | 731.43 | 1625.83 | 0 | 0
| Central | 151.687 | 0 | 62.0119 | 0 | 213.6989 | 28.952 | 1223.8799 | 0 | 1466.5308 | 151.69 | -0.003
| Sub-Total | 151.687 | 0 | 62.0119 | 0 | 213.6989 | 28.952 | 2923.8799 | 988.04 | 4154.5708 | 151.69 | -0.003
Jammu & Kashmir and Ladakh | State | 0 | 0 | 175 | 0 | 175 | 0 | 1230 | 130.98 | 1535.98 | 0 | 0
| Private | 0 | 0 | 0 | 0 | 0 | 0 | 0 | 75.73 | 75.73 | 0 | 0
| Central | 577.141 | 0 | 129.0749 | 0 | 706.2159 | 67.98 | 1091.8824 | 0 | 1866.0783 | 523.42 | 53.721
| Sub-Total | 577.141 | 0 | 304.0749 | 0 | 881.2159 | 67.98 | 2321.8824 | 206.71 | 3477.7883 | 523.42 | 53.721 | JK | 1
Punjab | State | 1760 | 0 | 150 | 0 | 1910 | 0 | 1243.4 | 127.8 | 3281.2 | 1760 | 0
| Private | 5115.5 | 0 | 0 | 0 | 5115.5 | 0 | 288 | 1489.45 | 6892.95 | 5115.5 | 0
| Central | 1475.998 | 0 | 264.0074 | 0 | 1740.0054 | 196.812 | 2277.7222 | 0 | 4214.5395 | 1451.97 | 24.028
| Sub-Total | 8351.498 | 0 | 414.0074 | 0 | 8765.5054 | 196.812 | 3809.1222 | 1617.25 | 14388.6895 | 8327.47 | 24.028 | PB | 1
Rajasthan | State | 6920 | 250 | 603.8 | 0 | 7773.8 | 0 | 433 | 23.85 | 8230.65 | 6920 | 0
| Private | 2957 | 1080 | 0 | 0 | 4037 | 0 | 104 | 9836.65 | 13977.65 | 2957 | 0
| Central | 1062.591 | 250 | 221.102 | 0 | 1533.693 | 556.74 | 1402.1888 | 344 | 3836.6218 | 985.57 | 77.021
| Sub-Total | 10939.591 | 1580 | 824.902 | 0 | 13344.493 | 556.74 | 1939.1888 | 10204.5 | 26044.9218 | 10862.57 | 77.021 | RJ | 1
Uttar Pradesh | State | 5469 | 0 | 0 | 0 | 5469 | 0 | 724.1 | 49.1 | 6242.2 | 5469 | 0
| Private | 8814.33 | 0 | 0 | 0 | 8814.33 | 0 | 842.4 | 3799.76 | 13456.49 | 8814.33 | 0
| Central | 5470.5114 | 0 | 549.4924 | 0 | 6020.0038 | 289.476 | 1857.5323 | 30 | 8197.012 | 4406.96 | 1063.5514
| Sub-Total | 19753.8414 | 0 | 549.4924 | 0 | 20303.3338 | 289.476 | 3424.0323 | 3878.86 | 27895.702 | 18690.29 | 1063.5514 | UP | 1
Uttarakhand | State | 0 | 0 | 0 | 0 | 0 | 0 | 1252.15 | 67.87 | 1320.02 | 0 | 0
| Private | 99 | 0 | 450 | 0 | 549 | 0 | 248.2 | 645.08 | 1442.28 | 99 | 0
| Central | 392.595 | 0 | 69.6611 | 0 | 462.2561 | 31.24 | 475.5401 | 0 | 969.0362 | 362.17 | 30.425
| Sub-Total | 491.595 | 0 | 519.6611 | 0 | 1011.2561 | 31.24 | 1975.8901 | 712.95 | 3731.3362 | 461.17 | 30.425
Chandigarh | State | 0 | 0 | 0 | 0 | 0 | 0 | 0 | 0 | 0 | 0 | 0
| Private | 0 | 0 | 0 | 0 | 0 | 0 | 0 | 45.16 | 45.16 | 0 | 0
| Central | 44.83 | 0 | 15.0269 | 0 | 59.8569 | 8.008 | 101.7073 | 0 | 169.5722 | 40.74 | 4.09
| Sub-Total | 44.83 | 0 | 15.0269 | 0 | 59.8569 | 8.008 | 101.7073 | 45.16 | 214.7322 | 40.74 | 4.09 | UT | 1
Central - Unallocated |  | 1431.03 | 0 | 291.0547 | 0 | 1722.0847 | 237.028 | 751.4538 | 0 | 2710.5665 | 1315.53 | 115.5
Total (Northern Region) | State | 16659 | 250 | 2879.2 | 0 | 19788.2 | 0 | 5888.25 | 725.51 | 26401.96 | 16659 | 0
| Private | 22425.83 | 1080 | 558 | 0 | 24063.83 | 0 | 2916 | 17487.12 | 44466.95 | 22425.83 | 0
| Central | 15742.561 | 250 | 2344.06 | 0 | 18336.621 | 1620 | 11484.52 | 379 | 31820.141 | 14354.96 | 1387.601
| Grand Total | 54827.391 | 1580 | 5781.26 | 0 | 62188.651 | 1620 | 20288.77 | 18591.63 | 102689.051 | 53439.79 | 1387.601
0
INSTALLED CAPACITY (IN MW) OF POWER UTILITIES IN THE STATES/UTS LOCATED IN WESTERN REGION
INCLUDING ALLOCATED SHARES IN JOINT & CENTRAL SECTOR UTILITIES
(As on 31.03.2021)
State | Ownership/ Sector | Mode wise breakup | [7 empty] | Grand Total
|  | Thermal |  |  |  |  | Nuclear | Hydro | RES (MNRE) |  | AS on 31.03.2020
|  | Coal | Lignite | Gas | Diesel | Total |  |  |  |  | Coal | Capacity added
Goa | State | 0 | 0 | 0 | 0 | 0 | 0 | 0 | 0.05 | 0.05 | 0 | 0
| Private | 0 | 0 | 48 | 0 | 48 | 0 | 0 | 7.78 | 55.78 | 0 | 0
| Central | 492.268 | 0 | 19.67 | 0 | 511.938 | 26 | 2 | 0 | 539.938 | 481.33 | 10.938
| Sub-Total | 492.268 | 0 | 67.67 | 0 | 559.938 | 26 | 2 | 7.83 | 595.768 | 481.33 | 10.938 | GA | 1
Daman & Diu | State | 0 | 0 | 0 | 0 | 0 | 0 | 0 | 0 | 0 | 0 | 0
| Private | 0 | 0 | 0 | 0 | 0 | 0 | 0 | 40.55 | 40.55 | 0 | 0
| Central | 164.744 | 0 | 43.34 | 0 | 208.084 | 7 | 0 | 0 | 215.084 | 153.55 | 11.194
| Sub-Total | 164.744 | 0 | 43.34 | 0 | 208.084 | 7 | 0 | 40.55 | 255.634 | 153.55 | 11.194 | UT | 1
Gujarat | State | 4510 | 900 | 2177.82 | 0 | 7587.82 | 0 | 772 | 86.09 | 8445.91 | 4510 | 0
| Private | 7144.67 | 500 | 3985 | 0 | 11629.67 | 0 | 0 | 12823.24 | 24452.91 | 7144.67 | 0
| Central | 3768.29 | 0 | 424 | 0 | 4192.29 | 559 | 0 | 243.3 | 4994.59 | 3487.95 | 280.34
| Sub-Total | 15422.96 | 1400 | 6586.82 | 0 | 23409.78 | 559 | 772 | 13152.63 | 37893.41 | 15142.62 | 280.34 | GJ | 1
Madhya Pradesh | State | 5400 | 0 | 0 | 0 | 5400 | 0 | 1703.66 | 83.96 | 7187.62 | 5400 | 0
| Private | 6079 | 0 | 75 | 0 | 6154 | 0 | 0 | 4821.61 | 10975.61 | 6079 | 0
| Central | 4976.09 | 0 | 257 | 0 | 5233.09 | 273 | 1520 | 300 | 7326.09 | 4502.38 | 473.71
| Sub-Total | 16455.09 | 0 | 332 | 0 | 16787.09 | 273 | 3223.66 | 5205.57 | 25489.32 | 15981.38 | 473.71 | MP | 1
Chhattisgarh | State | 1840 | 0 | 0 | 0 | 1840 | 0 | 120 | 11.05 | 1971.05 | 2080 | -240
| Private | 7667.5 | 0 | 0 | 0 | 7667.5 | 0 | 0 | 562.33 | 8229.83 | 7667.5 | 0
| Central | 2714.386 | 0 | 0 | 0 | 2714.386 | 48 | 113 | 0 | 2875.386 | 2261.55 | 452.836
| Sub-Total | 12221.886 | 0 | 0 | 0 | 12221.886 | 48 | 233 | 573.38 | 13076.266 | 12009.05 | 212.836 | CG | 1
Maharashtra | State | 9750 | 0 | 672 | 0 | 10422 | 0 | 2850.84 | 388.13 | 13660.97 | 9750 | 0
| Private | 11756 | 0 | 568 | 0 | 12324 | 0 | 481 | 9755.74 | 22560.74 | 11756 | 0
| Central | 4858.178 | 0 | 2272.73 | 0 | 7130.908 | 690 | 0 | 123 | 7943.908 | 4717.82 | 140.358
| Sub-Total | 26364.178 | 0 | 3512.73 | 0 | 29876.908 | 690 | 3331.84 | 10266.87 | 44165.618 | 26223.82 | 140.358 | MH | 1
Dadra & Nagar Naveli | State | 0 | 0 | 0 | 0 | 0 | 0 | 0 | 0 | 0 | 0 | 0
| Private | 200 | 0 | 0 | 0 | 200 | 0 | 0 | 5.46 | 205.46 | 200 | 0
| Central | 227.994 | 0 | 66.34 | 0 | 294.334 | 9 | 0 | 0 | 303.334 | 212.36 | 15.634
| Sub-Total | 427.994 | 0 | 66.34 | 0 | 494.334 | 9 | 0 | 5.46 | 508.794 | 412.36 | 15.634 | UT | 1
Central - Unallocated |  | 2771 | 0 | 197.59 | 0 | 2968.59 | 228 | 0 | 0 | 3196.59 | 2531 | 240
Total (Western Region) | State | 21500 | 900 | 2849.82 | 0 | 25249.82 | 0 | 5446.5 | 569.28 | 31265.6 | 21740 | -240
| Private | 32847.17 | 500 | 4676 | 0 | 38023.17 | 0 | 481 | 28016.71 | 66520.88 | 32847.17 | 0
| Central | 19972.95 | 0 | 3280.67 | 0 | 23253.62 | 1840 | 1635 | 666.3 | 27394.92 | 18347.95 | 1625
| Grand Total | 74320.12 | 1400 | 10806.49 | 0 | 86526.61 | 1840 | 7562.5 | 29252.29 | 125181.4 | 72935.12 | 1385
INSTALLED CAPACITY (IN MW) OF POWER UTILITIES IN THE STATES/UTS LOCATED IN SOUTHERN REGION
INCLUDING ALLOCATED SHARES IN JOINT & CENTRAL SECTOR UTILITIES
(As on 31.03.2021)
State | Ownership/ Sector | Mode wise breakup | [7 empty] | Grand Total
|  | Thermal |  |  |  |  | Nuclear | Hydro | RES (MNRE) |  | AS on 31.03.2020
|  | Coal | Lignite | Gas | Diesel | Total |  |  |  |  | Coal | Capacity added
Andhra Pradesh | State | 5010 | 0 | 235.4 | 0 | 5245.4 | 0 | 1673.6 | 56.176 | 6975.176 | 5010 | 0
| Private | 3873.88 | 0 | 3831.324 | 36.8 | 7742.004 | 0 | 0 | 8662.414 | 16404.418 | 3873.88 | 0
| Central | 1546.8261 | 180.23 | 0 | 0 | 1727.0561 | 127.27 | 0 | 250 | 2104.3261 | 1546.83 | -0.00394
| Sub-Total | 10430.7061 | 180.23 | 4066.724 | 36.8 | 14714.4601 | 127.27 | 1673.6 | 8968.59 | 25483.9201 | 10430.71 | -0.00394
Telangana | State | 5972.5 | 0 | 0 | 0 | 5972.5 | 0 | 2479.93 | 41.22 | 8493.65 | 5162.5 | 810
| Private | 1389.45 | 0 | 831.82 | 0 | 2221.27 | 0 | 0 | 4326.77 | 6548.04 | 1389.45 | 0
| Central | 1806.8539 | 210.57 | 0 | 0 | 2017.4239 | 148.73 | 0 | 10 | 2176.1539 | 1806.85 | 0.00394
| Sub-Total | 9168.8039 | 210.57 | 831.82 | 0 | 10211.1939 | 148.73 | 2479.93 | 4377.99 | 17217.8439 | 8358.8 | 810.0039 | TS | 1
Karnataka | State | 5020 | 0 | 0 | 0 | 5020 | 0 | 3586.6 | 193.885 | 8800.485 | 5020 | 0
| Private | 1948.5 | 0 | 0 | 25.2 | 1973.7 | 0 | 0 | 15268.915 | 17242.615 | 1948.5 | 0
| Central | 2877.8 | 471.9 | 0 | 0 | 3349.7 | 698 | 0 | 0 | 4047.7 | 2877.8 | 0
| Sub-Total | 9846.3 | 471.9 | 0 | 25.2 | 10343.4 | 698 | 3586.6 | 15462.8 | 30090.8 | 9846.3 | 0
Kerala | State | 0 | 0 | 0 | 159.96 | 159.96 | 0 | 1856.5 | 172.896 | 2189.356 | 0 | 0
| Private | 1047.5 | 0 | 174 | 0 | 1221.5 | 0 | 0 | 328.894 | 1550.394 | 1047.5 | 0
| Central | 1011.424 | 314.2 | 359.58 | 0 | 1685.204 | 362 | 0 | 50 | 2097.204 | 1011.42 | 0.004
| Sub-Total | 2058.924 | 314.2 | 533.58 | 159.96 | 3066.664 | 362 | 1856.5 | 551.79 | 5836.954 | 2058.92 | 0.004
Tamil Nadu | State | 4320 | 0 | 524.08 | 0 | 4844.08 | 0 | 2178.2 | 122.7 | 7144.98 | 4320 | 0
| Private | 4487.67 | 250 | 503.1 | 211.701 | 5452.471 | 0 | 0 | 14875.05 | 20327.521 | 4487.67 | 0
| Central | 3025.32 | 1517.3 | 0 | 0 | 4542.62 | 1448 | 0 | 231.9 | 6222.52 | 3025.32 | 0
| Sub-Total | 11832.99 | 1767.3 | 1027.18 | 211.701 | 14839.171 | 1448 | 2178.2 | 15229.65 | 33695.021 | 11832.99 | 0
NLC | State | 0 | 0 | 0 | 0 | 0 | 0 | 0 | 0 | 0 | 0 | 0
| Private | 0 | 0 | 0 | 0 | 0 | 0 | 0 | 0 | 0 | 0 | 0
| Central | 0 | 166 | 0 | 0 | 166 | 0 | 0 | 0 | 166 | 0 | 0
| Sub-Total | 0 | 166 | 0 | 0 | 166 | 0 | 0 | 0 | 166 | 0 | 0
Puducherry | State | 0 | 0 | 32.5 | 0 | 32.5 | 0 | 0 | 0 | 32.5 | 0 | 0
| Private | 0 | 0 | 0 | 0 | 0 | 0 | 0 | 9.33 | 9.33 | 0 | 0
| Central | 140.8 | 111.8 | 0 | 0 | 252.6 | 86 | 0 | 0 | 338.6 | 140.8 | 0
| Sub-Total | 140.8 | 111.8 | 32.5 | 0 | 285.1 | 86 | 0 | 9.33 | 380.43 | 140.8 | 0
Central - Unallocated |  | 1426 | 418 | 0 | 0 | 1844 | 450 | 0 | 0 | 2294 | 1426 | 0
Total (Southern Region) | State | 20322.5 | 0 | 791.98 | 159.96 | 21274.44 | 0 | 11774.83 | 586.877 | 33636.147 | 19512.5 | 810
| Private | 12747 | 250 | 5340.244 | 273.701 | 18610.945 | 0 | 0 | 43471.373 | 62082.318 | 12747 | 0
| Central | 11835.024 | 3390 | 359.58 | 0 | 15584.604 | 3320 | 0 | 541.9 | 19446.504 | 11835.02 | 0.004
| Grand Total | 44904.524 | 3640 | 6491.804 | 433.661 | 55469.989 | 3320 | 11774.83 | 44600.15 | 115164.969 | 44094.52 | 810.004
INSTALLED CAPACITY (IN MW) OF POWER UTILITIES IN THE STATES/UTS LOCATED IN EASTERN REGION
INCLUDING ALLOCATED SHARES IN JOINT & CENTRAL SECTOR UTILITIES
(As on 31.03.2021)
State | Ownership/ Sector | Mode wise breakup | [7 empty] | Grand Total
|  | Thermal |  |  |  |  | Nuclear | Hydro | RES (MNRE) |  | AS on 31.03.2020
|  | Coal | Lignite | Gas | Diesel | Total |  |  |  |  | Coal | Capacity added
Bihar | State | 0 | 0 | 0 | 0 | 0 | 0 | 0 | 70.7 | 70.7 | 0 | 0
| Private | 700 | 0 | 0 | 0 | 700 | 0 | 0 | 284.21 | 984.21 | 700 | 0
| Central | 5155.89 | 0 | 0 | 0 | 5155.89 | 0 | 109.9989 | 0 | 5265.8889 | 4638.39 | 517.5
| Sub-Total | 5855.89 | 0 | 0 | 0 | 5855.89 | 0 | 109.9989 | 354.91 | 6320.7989 | 5338.39 | 517.5 | BR | 1
Jharkhand | State | 420 | 0 | 0 | 0 | 420 | 0 | 130 | 4.05 | 554.05 | 420 | 0
| Private | 580 | 0 | 0 | 0 | 580 | 0 | 0 | 56.36 | 636.36 | 580 | 0
| Central | 1296.462 | 0 | 0 | 0 | 1296.462 | 0 | 60.999 | 0 | 1357.461 | 1276.46 | 20.002
| Sub-Total | 2296.462 | 0 | 0 | 0 | 2296.462 | 0 | 190.999 | 60.41 | 2547.871 | 2276.46 | 20.002 | JH | 1
West Bengal | State | 5290 | 0 | 100 | 0 | 5390 | 0 | 986 | 121.95 | 6497.95 | 5290 | 0
| Private | 2437 | 0 | 0 | 0 | 2437 | 0 | 0 | 446.31 | 2883.31 | 2437 | 0
| Central | 1245.62 | 0 | 0 | 0 | 1245.62 | 0 | 409.999 | 0 | 1655.619 | 1270.62 | -25
| Sub-Total | 8972.62 | 0 | 100 | 0 | 9072.62 | 0 | 1395.999 | 568.26 | 11036.879 | 8997.62 | -25
DVC | State | 0 | 0 | 0 | 0 | 0 | 0 | 0 | 0 | 0 | 0 | 0
| Private | 150 | 0 | 0 | 0 | 150 | 0 | 0 | 0 | 150 | 150 | 0
| Central | 3307.015 | 0 | 0 | 0 | 3307.015 | 0 | 186.1999 | 0 | 3493.2149 | 3305.02 | 1.995
| Sub-Total | 3457.015 | 0 | 0 | 0 | 3457.015 | 0 | 186.1999 | 0 | 3643.2149 | 3455.02 | 1.995
Odisha | State | 1740 | 0 | 0 | 0 | 1740 | 0 | 2061.92 | 26.3 | 3828.22 | 1740 | 0
| Private | 2286 | 0 | 0 | 0 | 2286 | 0 | 0 | 513.27 | 2799.27 | 2286 | 0
| Central | 1867.98 | 0 | 0 | 0 | 1867.98 | 0 | 89.0001 | 10 | 1966.9801 | 1867.98 | 0
| Sub-Total | 5893.98 | 0 | 0 | 0 | 5893.98 | 0 | 2150.9201 | 549.57 | 8594.4701 | 5893.98 | 0
Sikkim | State | 0 | 0 | 0 | 0 | 0 | 0 | 360 | 52.11 | 412.11 | 0 | 0
| Private | 0 | 0 | 0 | 0 | 0 | 0 | 96 | 0.07 | 96.07 | 0 | 0
| Central | 105.648 | 0 | 0 | 0 | 105.648 | 0 | 63.9978 | 0 | 169.6458 | 102.25 | 3.398 | NE | 1
| Sub-Total | 105.648 | 0 | 0 | 0 | 105.648 | 0 | 519.9978 | 52.18 | 677.8258 | 102.25 | 3.398
Central - Unallocated |  | 1270.83 | 0 | 0 | 0 | 1270.83 | 0 | 85.0053 | 0 | 1355.8353 | 1221.33 | 49.5
Total (Eastern Region) | State | 7450 | 0 | 100 | 0 | 7550 | 0 | 3537.92 | 275.11 | 11363.03 | 7450 | 0
| Private | 6153 | 0 | 0 | 0 | 6153 | 0 | 96 | 1300.22 | 7549.22 | 6153 | 0
| Central | 14249.445 | 0 | 0 | 0 | 14249.445 | 0 | 1005.2 | 10 | 15264.645 | 13682.05 | 567.395
| Grand Total | 27852.445 | 0 | 100 | 0 | 27952.445 | 0 | 4639.12 | 1585.33 | 34176.895 | 27285.05 | 567.395
INSTALLED CAPACITY (IN MW) OF POWER UTILITIES IN THE STATES/UTS LOCATED IN NORTH-EASTERN REGION
INCLUDING ALLOCATED SHARES IN JOINT & CENTRAL SECTOR UTILITIES
(As on 31.03.2021)
State | Ownership/ Sector | Mode wise breakup | [7 empty] | Grand Total
|  | Thermal |  |  |  |  | Nuclear | Hydro | RES (MNRE)
|  | Coal | Lignite | Gas | Diesel | Total
Assam | State | 0 | 0 | 329.355 | 0 | 329.355 | 0 | 100 | 5.01 | 434.365
| Private | 0 | 0 | 24.5 | 0 | 24.5 | 0 | 0 | 49.09 | 73.59
| Central | 403.5 | 0 | 435.56 | 0 | 839.06 | 0 | 422.08 | 25 | 1286.14
| Sub-Total | 403.5 | 0 | 789.415 | 0 | 1192.915 | 0 | 522.08 | 79.1 | 1794.095
Arunachal Pradesh | State | 0 | 0 | 0 | 0 | 0 | 0 | 0 | 107.105 | 107.105
| Private | 0 | 0 | 0 | 0 | 0 | 0 | 0 | 29.61 | 29.61
| Central | 37.05 | 0 | 46.82 | 0 | 83.87 | 0 | 544.55 | 0 | 628.42
| Sub-Total | 37.05 | 0 | 46.82 | 0 | 83.87 | 0 | 544.55 | 136.715 | 765.135
Meghalaya | State | 0 | 0 | 0 | 0 | 0 | 0 | 322 | 32.53 | 354.53
| Private | 0 | 0 | 0 | 0 | 0 | 0 | 0 | 13.92 | 13.92
| Central | 50.62 | 0 | 109.69 | 0 | 160.31 | 0 | 87.27 | 0 | 247.58
| Sub-Total | 50.62 | 0 | 109.69 | 0 | 160.31 | 0 | 409.27 | 46.45 | 616.03
Tripura | State | 0 | 0 | 137 | 0 | 137 | 0 | 0 | 16.01 | 153.01
| Private | 0 | 0 | 0 | 0 | 0 | 0 | 0 | 4.41 | 4.41
| Central | 56.1 | 0 | 436.95 | 0 | 493.05 | 0 | 68.49 | 5 | 566.54
| Sub-Total | 56.1 | 0 | 573.95 | 0 | 630.05 | 0 | 68.49 | 25.42 | 723.96
Manipur | State | 0 | 0 | 0 | 36 | 36 | 0 | 0 | 5.45 | 41.45
| Private | 0 | 0 | 0 | 0 | 0 | 0 | 0 | 6.36 | 6.36
| Central | 47.1 | 0 | 71.57 | 0 | 118.67 | 0 | 95.34 | 0 | 214.01
| Sub-Total | 47.1 | 0 | 71.57 | 36 | 154.67 | 0 | 95.34 | 11.81 | 261.82
Nagaland | State | 0 | 0 | 0 | 0 | 0 | 0 | 0 | 30.67 | 30.67
| Private | 0 | 0 | 0 | 0 | 0 | 0 | 0 | 1 | 1
| Central | 32.1 | 0 | 48.93 | 0 | 81.03 | 0 | 66.33 | 0 | 147.36
| Sub-Total | 32.1 | 0 | 48.93 | 0 | 81.03 | 0 | 66.33 | 31.67 | 179.03
Mizoram | State | 0 | 0 | 0 | 0 | 0 | 0 | 0 | 36.47 | 36.47
| Private | 0 | 0 | 0 | 0 | 0 | 0 | 0 | 1.53 | 1.53
| Central | 31.05 | 0 | 40.46 | 0 | 71.51 | 0 | 97.94 | 0 | 169.45
| Sub-Total | 31.05 | 0 | 40.46 | 0 | 71.51 | 0 | 97.94 | 38 | 207.45
Central - Unallocated |  | 112.5 | 0 | 63.62 | 0 | 176.12 | 0 | 140 | 0 | 316.12
Total (North- Eastern Region) | State | 0 | 0 | 466.355 | 36 | 502.355 | 0 | 422 | 233.245 | 1157.6
| Private | 0 | 0 | 24.5 | 0 | 24.5 | 0 | 0 | 105.92 | 130.42
| Central | 770.02 | 0 | 1253.6 | 0 | 2023.62 | 0 | 1522 | 30 | 3575.62
| Grand Total | 770.02 | 0 | 1744.455 | 36 | 2550.475 | 0 | 1944 | 369.165 | 4863.64
INSTALLED CAPACITY (IN MW) OF POWER UTILITIES IN THE STATES/UTS LOCATED IN ISLANDS
INCLUDING ALLOCATED SHARES IN JOINT & CENTRAL SECTOR UTILITIES
(As on 31.03.2021)
State | Ownership/ Sector | Mode wise breakup | [7 empty] | Grand Total
|  | Thermal |  |  |  |  | Nuclear | Hydro | RES (MNRE)
|  | Coal | Lignite | Gas | Diesel | Total
Andaman & Nicobar | State | 0 | 0 | 0 | 40.048 | 40.048 | 0 | 0 | 5.25 | 45.298
| Private | 0 | 0 | 0 | 0 | 0 | 0 | 0 | 24.12 | 24.12
| Central | 0 | 0 | 0 | 0 | 0 | 0 | 0 | 5.1 | 5.1
| Sub-Total | 0 | 0 | 0 | 40.048 | 40.048 | 0 | 0 | 34.47 | 74.518
Lakshadweep | State | 0 | 0 | 0 | 0 | 0 | 0 | 0 | 0 | 0
| Private | 0 | 0 | 0 | 0 | 0 | 0 | 0 | 0.75 | 0.75
| Central | 0 | 0 | 0 | 0 | 0 | 0 | 0 | 0 | 0
| Sub-Total | 0 | 0 | 0 | 0 | 0 | 0 | 0 | 0.75 | 0.75
Total (Islands) | State | 0 | 0 | 0 | 40.048 | 40.048 | 0 | 0 | 5.25 | 45.298
| Private | 0 | 0 | 0 | 0 | 0 | 0 | 0 | 24.87 | 24.87
| Central | 0 | 0 | 0 | 0 | 0 | 0 | 0 | 5.1 | 5.1
| Grand Total | 0 | 0 | 0 | 40.048 | 40.048 | 0 | 0 | 35.22 | 75.268
Note on L88: Taken 100% share of Nimmo Bazdo (3*15) in J&K
Note on L96: Diff due to rounding off
Note on L104: Diff due to rounding off
Note on L108: Diff due to rounding off
Note on L135: 90MW out of 620MW to railways has been allocated to Gujarat
Note on L139: 200MW out of 620MW to railways has been allocated to M.P.
Note on L147: Diff due to allocation of 250 MW of Railway in Maharashtra; 100% of Unit 2 (660MW ) of Mauda in Maharashtra; Error in share of Mharashtra of GM allocation of -81MW

## BIOMASS&SH
MW BIOMASS capacity in pipeline | [11 empty] | ECT_LegacyCapacity
MinCapacity | [12 empty] | Share | MaxCapacity
SubGeography2 | 2021 | 2022 | 2023 | 2024 | 2025 | 2026 | 2027 | 2028 | 2029 | 2030 | 2031 |  |  | SubGeography2 | 2021 | 2022 | 2023 | 2024 | 2025 | 2026 | 2027 | 2028 | 2029 | 2030 | 2031 |  | Biomass ECT_LegacyCapacity
AP | 6.49 | 0 | 0 | 0 | 0 | 0 | 0 | 0 | 0 | 0 | 0 | 622.48 | 0.057396 | AP | 6.49 | 54.526 | 54.526 | 54.526 | 54.526 | 54.526 | 54.526 | 54.526 | 54.526 | 54.526 | 54.526 |  | BR | 129.4
NE | 0 | 0 | 0 | 0 | 0 | 0 | 0 | 0 | 0 | 0 | 0 | 27.6 | 0.0025449 | NE | 0 | 2.4176 | 2.4176 | 2.4176 | 2.4176 | 2.4176 | 2.4176 | 2.4176 | 2.4176 | 2.4176 | 2.4176 |  | JH | 8.6
AS | 2 | 0 | 0 | 0 | 0 | 0 | 0 | 0 | 0 | 0 | 0 | 0 | 0 | AS | 2 | 0 | 0 | 0 | 0 | 0 | 0 | 0 | 0 | 0 | 0 |  | OD | 68.04
BR | 3.5 | 0 | 0 | 0 | 0 | 0 | 0 | 0 | 0 | 0 | 0 | 129.4 | 0.011931 | BR | 3.5 | 11.3348 | 11.3348 | 11.3348 | 11.3348 | 11.3348 | 11.3348 | 11.3348 | 11.3348 | 11.3348 | 11.3348 |  | WB | 339.84
CG | 0.4 | 0 | 0 | 0 | 0 | 0 | 0 | 0 | 0 | 0 | 0 | 247 | 0.022775 | CG | 0.4 | 21.6359 | 21.6359 | 21.6359 | 21.6359 | 21.6359 | 21.6359 | 21.6359 | 21.6359 | 21.6359 | 21.6359 |  | CG | 247
GA | 0 | 0 | 0 | 0 | 0 | 0 | 0 | 0 | 0 | 0 | 0 | 0.68 | 6.2699e-05 | GA | 0 | 0.059564 | 0.059564 | 0.059564 | 0.059564 | 0.059564 | 0.059564 | 0.059564 | 0.059564 | 0.059564 | 0.059564 |  | GJ | 89.3
GJ | 0 | 0 | 0 | 0 | 0 | 0 | 0 | 0 | 0 | 0 | 0 | 89.3 | 0.0082339 | GJ | 0 | 7.8222 | 7.8222 | 7.8222 | 7.8222 | 7.8222 | 7.8222 | 7.8222 | 7.8222 | 7.8222 | 7.8222 |  | MP | 148.5
HR | 6.2 | 0 | 0 | 0 | 0 | 0 | 0 | 0 | 0 | 0 | 0 | 289.92 | 0.026732 | HR | 6.2 | 25.3955 | 25.3955 | 25.3955 | 25.3955 | 25.3955 | 25.3955 | 25.3955 | 25.3955 | 25.3955 | 25.3955 |  | MH | 2557.68
HP | 2 | 0 | 0 | 0 | 0 | 0 | 0 | 0 | 0 | 0 | 0 | 14.4 | 0.0013278 | HP | 2 | 1.2614 | 1.2614 | 1.2614 | 1.2614 | 1.2614 | 1.2614 | 1.2614 | 1.2614 | 1.2614 | 1.2614 |  | GA | 0.68
JK | 0 | 0 | 0 | 0 | 0 | 0 | 0 | 0 | 0 | 0 | 0 | 0 | 0 | JK | 0 | 0 | 0 | 0 | 0 | 0 | 0 | 0 | 0 | 0 | 0 |  | UT | 0
JH | 0 | 0 | 0 | 0 | 0 | 0 | 0 | 0 | 0 | 0 | 0 | 8.6 | 0.00079296 | JH | 0 | 0.75331 | 0.75331 | 0.75331 | 0.75331 | 0.75331 | 0.75331 | 0.75331 | 0.75331 | 0.75331 | 0.75331 |  | AS | 0
KA | 5.5 | 0 | 0 | 0 | 0 | 0 | 0 | 0 | 0 | 0 | 0 | 1899 | 0.1751 | KA | 5.5 | 166.3424 | 166.3424 | 166.3424 | 166.3424 | 166.3424 | 166.3424 | 166.3424 | 166.3424 | 166.3424 | 166.3424 |  | NE | 27.6
KL | 1.55 | 0 | 0 | 0 | 0 | 0 | 0 | 0 | 0 | 0 | 0 | 1.44 | 0.00013278 | KL | 1.55 | 0.12614 | 0.12614 | 0.12614 | 0.12614 | 0.12614 | 0.12614 | 0.12614 | 0.12614 | 0.12614 | 0.12614 |  | AP | 622.48
MP | 2 | 0 | 0 | 0 | 0 | 0 | 0 | 0 | 0 | 0 | 0 | 148.5 | 0.013692 | MP | 2 | 13.0078 | 13.0078 | 13.0078 | 13.0078 | 13.0078 | 13.0078 | 13.0078 | 13.0078 | 13.0078 | 13.0078 |  | KA | 1899
MH | 68.3 | 0 | 0 | 0 | 0 | 0 | 0 | 0 | 0 | 0 | 0 | 2557.68 | 0.23583 | MH | 68.3 | 224.0393 | 224.0393 | 224.0393 | 224.0393 | 224.0393 | 224.0393 | 224.0393 | 224.0393 | 224.0393 | 224.0393 |  | KL | 1.44
OD | 0 | 0 | 0 | 0 | 0 | 0 | 0 | 0 | 0 | 0 | 0 | 68.04 | 0.0062736 | OD | 0 | 5.9599 | 5.9599 | 5.9599 | 5.9599 | 5.9599 | 5.9599 | 5.9599 | 5.9599 | 5.9599 | 5.9599 |  | TN | 1038.9
PB | 156.35 | 0 | 0 | 0 | 0 | 0 | 0 | 0 | 0 | 0 | 0 | 461.7 | 0.042571 | PB | 156.35 | 40.4425 | 40.4425 | 40.4425 | 40.4425 | 40.4425 | 40.4425 | 40.4425 | 40.4425 | 40.4425 | 40.4425 |  | TS | 212.1
RJ | 0 | 0 | 0 | 0 | 0 | 0 | 0 | 0 | 0 | 0 | 0 | 123.3 | 0.011369 | RJ | 0 | 10.8004 | 10.8004 | 10.8004 | 10.8004 | 10.8004 | 10.8004 | 10.8004 | 10.8004 | 10.8004 | 10.8004 |  | DL | 104
TN | 15.1 | 0 | 0 | 0 | 0 | 0 | 0 | 0 | 0 | 0 | 0 | 1038.9 | 0.095792 | TN | 15.1 | 91.0022 | 91.0022 | 91.0022 | 91.0022 | 91.0022 | 91.0022 | 91.0022 | 91.0022 | 91.0022 | 91.0022 |  | HR | 289.92
TS | 20.8 | 0 | 0 | 0 | 0 | 0 | 0 | 0 | 0 | 0 | 0 | 212.1 | 0.019557 | TS | 20.8 | 18.5788 | 18.5788 | 18.5788 | 18.5788 | 18.5788 | 18.5788 | 18.5788 | 18.5788 | 18.5788 | 18.5788 |  | HP | 14.4
UP | 1.75 | 0 | 0 | 0 | 0 | 0 | 0 | 0 | 0 | 0 | 0 | 2273.52 | 0.20963 | UP | 1.75 | 199.1484 | 199.1484 | 199.1484 | 199.1484 | 199.1484 | 199.1484 | 199.1484 | 199.1484 | 199.1484 | 199.1484 |  | JK | 0
UK | 0 | 0 | 0 | 0 | 0 | 0 | 0 | 0 | 0 | 0 | 0 | 188 | 0.017335 | UK | 0 | 16.4678 | 16.4678 | 16.4678 | 16.4678 | 16.4678 | 16.4678 | 16.4678 | 16.4678 | 16.4678 | 16.4678 |  | PB | 461.7
WB | 0 | 0 | 0 | 0 | 0 | 0 | 0 | 0 | 0 | 0 | 0 | 339.84 | 0.031335 | WB | 0 | 29.7682 | 29.7682 | 29.7682 | 29.7682 | 29.7682 | 29.7682 | 29.7682 | 29.7682 | 29.7682 | 29.7682 |  | RJ | 123.3
UT | 0 | 0 | 0 | 0 | 0 | 0 | 0 | 0 | 0 | 0 | 0 | 0 | 0 | UT | 0 | 0 | 0 | 0 | 0 | 0 | 0 | 0 | 0 | 0 | 0 |  | UP | 2273.52
DL | 0 | 0 | 0 | 0 | 0 | 0 | 0 | 0 | 0 | 0 | 0 | 104 | 0.0095893 | DL | 0 | 9.1099 | 9.1099 | 9.1099 | 9.1099 | 9.1099 | 9.1099 | 9.1099 | 9.1099 | 9.1099 | 9.1099 |  | UK | 188
[12 empty] | Max capacity allowed |  |  |  | 950 | 950 | 950 | 950 | 950 | 950 | 950 | 950 | 950 | 950
MW SMALL HYDRO capacity in pipeline
MinCapacity | [11 empty] | ECT_LegacyCapacity |  | MaxCapacity
SubGeography2 | 2021 | 2022 | 2023 | 2024 | 2025 | 2026 | 2027 | 2028 | 2029 | 2030 | 2031 |  | Share | SubGeography2 | 2021 | 2022 | 2023 | 2024 | 2025 | 2026 | 2027 | 2028 | 2029 | 2030 | 2031
AP | 0 | 0 | 0 | 0 | 0 | 0 | 0 | 0 | 0 | 0 | 0 | 162.11 | 3.465% | AP | 0 | 34.6544 | 34.6544 | 34.6544 | 34.6544 | 34.6544 | 34.6544 | 34.6544 | 34.6544 | 34.6544 | 34.6544 | #N/A
NE | 0 | 0 | 0 | 0 | 0 | 0 | 0 | 0 | 0 | 0 | 0 | 304.345 | 6.506% | NE | 0 | 65.0601 | 65.0601 | 65.0601 | 65.0601 | 65.0601 | 65.0601 | 65.0601 | 65.0601 | 65.0601 | 65.0601 | #N/A
AS | 0 | 0 | 0 | 0 | 0 | 0 | 0 | 0 | 0 | 0 | 0 | 34.11 | 0.7292% | AS | 0 | 7.2917 | 7.2917 | 7.2917 | 7.2917 | 7.2917 | 7.2917 | 7.2917 | 7.2917 | 7.2917 | 7.2917 | #N/A
BR | 0 | 0 | 0 | 0 | 0 | 0 | 0 | 0 | 0 | 0 | 0 | 70.7 | 1.511% | BR | 0 | 15.1136 | 15.1136 | 15.1136 | 15.1136 | 15.1136 | 15.1136 | 15.1136 | 15.1136 | 15.1136 | 15.1136 | #N/A
CG | 0 | 0 | 0 | 0 | 0 | 0 | 0 | 0 | 0 | 0 | 0 | 76 | 1.625% | CG | 0 | 16.2466 | 16.2466 | 16.2466 | 16.2466 | 16.2466 | 16.2466 | 16.2466 | 16.2466 | 16.2466 | 16.2466 | #N/A
GA | 0 | 0 | 0 | 0 | 0 | 0 | 0 | 0 | 0 | 0 | 0 | 0.05 | 0.001069% | GA | 0 | 0.010689 | 0.010689 | 0.010689 | 0.010689 | 0.010689 | 0.010689 | 0.010689 | 0.010689 | 0.010689 | 0.010689 | #N/A
GJ | 9.99 | 0 | 0 | 0 | 0 | 0 | 0 | 0 | 0 | 0 | 0 | 68.95 | 1.474% | GJ | 9.99 | 14.7395 | 14.7395 | 14.7395 | 14.7395 | 14.7395 | 14.7395 | 14.7395 | 14.7395 | 14.7395 | 14.7395 | #N/A
HR | 0 | 0 | 0 | 0 | 0 | 0 | 0 | 0 | 0 | 0 | 0 | 73.5 | 1.571% | HR | 0 | 15.7122 | 15.7122 | 15.7122 | 15.7122 | 15.7122 | 15.7122 | 15.7122 | 15.7122 | 15.7122 | 15.7122 | #N/A
HP | 24.6 | 0 | 0 | 0 | 0 | 0 | 0 | 0 | 0 | 0 | 0 | 911.51 | 19.49% | HP | 24.6 | 194.8543 | 194.8543 | 194.8543 | 194.8543 | 194.8543 | 194.8543 | 194.8543 | 194.8543 | 194.8543 | 194.8543 | #N/A
JK | 5.5 | 0 | 0 | 0 | 0 | 0 | 0 | 0 | 0 | 0 | 0 | 180.48 | 3.858% | JK | 5.5 | 38.5814 | 38.5814 | 38.5814 | 38.5814 | 38.5814 | 38.5814 | 38.5814 | 38.5814 | 38.5814 | 38.5814 | #N/A
JH | 0 | 0 | 0 | 0 | 0 | 0 | 0 | 0 | 0 | 0 | 0 | 4.05 | 0.08658% | JH | 0 | 0.86577 | 0.86577 | 0.86577 | 0.86577 | 0.86577 | 0.86577 | 0.86577 | 0.86577 | 0.86577 | 0.86577 | #N/A
KA | 0 | 0 | 0 | 0 | 0 | 0 | 0 | 0 | 0 | 0 | 0 | 1280.73 | 27.38% | KA | 0 | 273.7828 | 273.7828 | 273.7828 | 273.7828 | 273.7828 | 273.7828 | 273.7828 | 273.7828 | 273.7828 | 273.7828 | #N/A
KL | 8 | 0 | 0 | 0 | 0 | 0 | 0 | 0 | 0 | 0 | 0 | 222.02 | 4.746% | KL | 8 | 47.4614 | 47.4614 | 47.4614 | 47.4614 | 47.4614 | 47.4614 | 47.4614 | 47.4614 | 47.4614 | 47.4614 | #N/A
MP | 3.8 | 0 | 0 | 0 | 0 | 0 | 0 | 0 | 0 | 0 | 0 | 95.91 | 2.05% | MP | 3.8 | 20.5028 | 20.5028 | 20.5028 | 20.5028 | 20.5028 | 20.5028 | 20.5028 | 20.5028 | 20.5028 | 20.5028 | #N/A
MH | 0.005 | 0 | 0 | 0 | 0 | 0 | 0 | 0 | 0 | 0 | 0 | 379.575 | 8.114% | MH | 0.005 | 81.1421 | 81.1421 | 81.1421 | 81.1421 | 81.1421 | 81.1421 | 81.1421 | 81.1421 | 81.1421 | 81.1421 | #N/A
OD | 24.005 | 0 | 0 | 0 | 0 | 0 | 0 | 0 | 0 | 0 | 0 | 64.625 | 1.381% | OD | 24.005 | 13.8149 | 13.8149 | 13.8149 | 13.8149 | 13.8149 | 13.8149 | 13.8149 | 13.8149 | 13.8149 | 13.8149 | #N/A
PB | 0 | 0 | 0 | 0 | 0 | 0 | 0 | 0 | 0 | 0 | 0 | 173.55 | 3.71% | PB | 0 | 37.0999 | 37.0999 | 37.0999 | 37.0999 | 37.0999 | 37.0999 | 37.0999 | 37.0999 | 37.0999 | 37.0999 | #N/A
RJ | 0 | 0 | 0 | 0 | 0 | 0 | 0 | 0 | 0 | 0 | 0 | 23.85 | 0.5098% | RJ | 0 | 5.0984 | 5.0984 | 5.0984 | 5.0984 | 5.0984 | 5.0984 | 5.0984 | 5.0984 | 5.0984 | 5.0984 | #N/A
TN | 0 | 0 | 0 | 0 | 0 | 0 | 0 | 0 | 0 | 0 | 0 | 123.05 | 2.63% | TN | 0 | 26.3045 | 26.3045 | 26.3045 | 26.3045 | 26.3045 | 26.3045 | 26.3045 | 26.3045 | 26.3045 | 26.3045 | #N/A
TS | 0 | 0 | 0 | 0 | 0 | 0 | 0 | 0 | 0 | 0 | 0 | 90.87 | 1.943% | TS | 0 | 19.4254 | 19.4254 | 19.4254 | 19.4254 | 19.4254 | 19.4254 | 19.4254 | 19.4254 | 19.4254 | 19.4254 | #N/A
UP | 24 | 0 | 0 | 0 | 0 | 0 | 0 | 0 | 0 | 0 | 0 | 25.1 | 0.5366% | UP | 24 | 5.3656 | 5.3656 | 5.3656 | 5.3656 | 5.3656 | 5.3656 | 5.3656 | 5.3656 | 5.3656 | 5.3656 | #N/A
UK | 0 | 0 | 0 | 0 | 0 | 0 | 0 | 0 | 0 | 0 | 0 | 214.32 | 4.582% | UK | 0 | 45.8154 | 45.8154 | 45.8154 | 45.8154 | 45.8154 | 45.8154 | 45.8154 | 45.8154 | 45.8154 | 45.8154 | #N/A
WB | 0 | 0 | 0 | 0 | 0 | 0 | 0 | 0 | 0 | 0 | 0 | 98.5 | 2.106% | WB | 0 | 21.0564 | 21.0564 | 21.0564 | 21.0564 | 21.0564 | 21.0564 | 21.0564 | 21.0564 | 21.0564 | 21.0564 | #N/A
UT | 0 | 0 | 0 | 0 | 0 | 0 | 0 | 0 | 0 | 0 | 0 | 0 | 0% | UT | 0 | 0 | 0 | 0 | 0 | 0 | 0 | 0 | 0 | 0 | 0 | #N/A
DL | 0 | 0 | 0 | 0 | 0 | 0 | 0 | 0 | 0 | 0 | 0 | 0 | 0% | DL | 0 | 0 | 0 | 0 | 0 | 0 | 0 | 0 | 0 | 0 | 0 | #N/A
[16 empty] | 1000 | 1000 | 1000 | 1000 | 1000 | 1000 | 1000 | 1000 | 1000 | 1000

## RF
Max and Min Capacity units in MTPA (Million Tonne per annum)
EnergyConvTech | ModelGeography | SubGeography1 | SubGeography2 | Year | MaxCapacity | MinCapacity | Max capacity increase % |  | Legacy capacity is taken as 110% of actual consumption in 2019-20(P) as per IPNG stats 2019-20
RF_LPG | INDIA |  |  | 2021 | 2.7515 | 0 | 9.5% |  | For first year 2021, Max capacity is taken as 10% of the Legacy capacity.
RF_LPG | INDIA |  |  | 2022 | 3.0129 | 0.11017 |  |  | From 2022 onwards, in PRS scenario, Max capacity is increased by 9.5% every year, i.e. 5% lower than Ref, over the previous year for all PP's.
RF_LPG | INDIA |  |  | 2023 | 3.2991 | 0.87667
RF_LPG | INDIA |  |  | 2024 | 3.6125 | 0.25785
RF_LPG | INDIA |  |  | 2025 | 3.9557 | 1.1251
RF_LPG | INDIA |  |  | 2026 | 4.3315 | 0.2344
RF_LPG | INDIA |  |  | 2027 | 4.743 | 0 |  |  | India plans to nearly double oil refining capacity by 2030: Pradhan
RF_LPG | INDIA |  |  | 2028 | 5.1936 | 0.46881 |  |  | https://energy.economictimes.indiatimes.com/news/oil-and-gas/india-plans-to-nearly-double-oil-refining-capacity-by-2030-pradhan/76402815
RF_LPG | INDIA |  |  | 2029 | 5.687 | 0 |  |  | The refining capacity of 249.9 million tonnes exceeded the fuel demand of 213.7 million tonnes in 2019-20, but the demand is likely to rise to 335 million tonnes by 2030 and 472 million tonnes by 2040
RF_LPG | INDIA |  |  | 2030 | 6.2272 | 0
RF_LPG | INDIA |  |  | 2031 | 6.8188 | 0.33754
RF_MS | INDIA |  |  | 2021 | 3.1324 | 0
RF_MS | INDIA |  |  | 2022 | 3.43 | 0.34452 |  |  | Sources :
RF_MS | INDIA |  |  | 2023 | 3.7558 | 2.7415 |  |  | MoPNG press release : Refining Capacity of Oil Refineries |  |  | https://pib.gov.in/PressReleasePage.aspx?PRID=1576808
RF_MS | INDIA |  |  | 2024 | 4.1126 | 0.80632 |  |  | Unconfirmed Capacity given in Business Standard article |  |  | https://www.business-standard.com/article/companies/ioc-to-invest-rs-70-000-cr-to-expand-refining-capacity-118021800151_1.html
RF_MS | INDIA |  |  | 2025 | 4.5033 | 3.5185
RF_MS | INDIA |  |  | 2026 | 4.9311 | 0.73302 |  |  | Existing -
RF_MS | INDIA |  |  | 2027 | 5.3996 | 0 | PSU / JV / Private | Sr.no. | Name of Refinery | Present capacity MMTPA 2020 | Expansion MMTPA | Final Capacity MMTPA | 2020 | 2021 | 2022 | 2023 | 2024 | 2025 | 2026 | 2027 | 2028 | 2029 | 2030 | 2031
RF_MS | INDIA |  |  | 2028 | 5.9125 | 1.466 | Indian Oil | 1 | Digboi, Assam | 0.65 |  | 0.65
RF_MS | INDIA |  |  | 2029 | 6.4742 | 0 |  | 2 | Guwahati, Assam | 1 |  | 1
RF_MS | INDIA |  |  | 2030 | 7.0893 | 0 |  | 3 | Barauni, Bihar | 6 | 3 | 9 | 2020: Note-1; 2023: 3
RF_MS | INDIA |  |  | 2031 | 7.7628 | 1.0556 |  | 4 | Koyali, Vadodara, Gujarat | 13.7 | 4.3 | 18 | 2024: 4.3
RF_ATF | INDIA |  |  | 2021 | 0.8359 | 0 |  | 5 | Bongaigaon, Assam | 2.35 | 0.35 | 2.7 | 2022: 0.35
RF_ATF | INDIA |  |  | 2022 | 0.91531 | 0.12857 |  | 6 | Haldia, West Bengal | 8 |  | 8
RF_ATF | INDIA |  |  | 2023 | 1.0231 | 1.0231 |  | 7 | Mathura, UP | 8 | 1.2 | 9.2 | 2024: 1.2
RF_ATF | INDIA |  |  | 2024 | 1.1203 | 0.30091 |  | 8 | Panipat, Haryana | 15 | 10 | 25 | 2020: Note-2; 2025: 10
RF_ATF | INDIA |  |  | 2025 | 1.313 | 1.313 |  | 9 | Paradip, Odisha | 15 | 10 | 25 | 2028: 10
RF_ATF | INDIA |  |  | 2026 | 1.4378 | 0.27355 | HPCL | 10 | Mumbai, Maharashtra | 7.5 | 2 | 9.5 | 2022: 2
RF_ATF | INDIA |  |  | 2027 | 1.5744 | 0 |  | 11 | Visakhapatnam, AP | 8.3 | 6.7 | 15 | 2023: 6.7
RF_ATF | INDIA |  |  | 2028 | 1.7239 | 0.5471 | BPCL | 12 | Mumbai, Maharashtra | 12 |  | 12
RF_ATF | INDIA |  |  | 2029 | 1.8877 | 0 |  | 13 | Kochi, Kerala | 15.5 | 5 | 20.5 | 2026: 5
RF_ATF | INDIA |  |  | 2030 | 2.067 | 0 | CPCL / IOCL | 14 | Manali, TN | 10.5 |  | 10.5
RF_ATF | INDIA |  |  | 2031 | 2.2634 | 0.39391 |  | 15 | Nagapattinam, TN | 1 | 8 | 9 | 2025: 8
RF_HSD | INDIA |  |  | 2021 | 8.6319 | 0 | NRL | 16 | Numaligarh, Assam | 3 | 6 | 9 | 2021: Note-3; 2025: 6
RF_HSD | INDIA |  |  | 2022 | 9.4519 | 0.99571 | MRPL | 17 | Mangalore, Karnataka | 15 |  | 15
RF_HSD | INDIA |  |  | 2023 | 10.3499 | 7.9233 | ONGC | 18 | Tatipaka, AP | 0.066 |  | 0.066
RF_HSD | INDIA |  |  | 2024 | 11.3331 | 2.3304 | Joint Venture | 19 | Bharat Oman Ref, Bina, MP | 7.8 | 7.2 | 15 | 2031: 7.2
RF_HSD | INDIA |  |  | 2025 | 12.4098 | 10.169 |  | 20 | HPCL Mittal Energy, Bhatinda | 11.3 |  | 11.3
RF_HSD | INDIA |  |  | 2026 | 13.5887 | 2.1185 | Private | 21 | Reliance, DTA-Jamnagar | 33 |  | 33
RF_HSD | INDIA |  |  | 2027 | 14.8796 | 0 |  | 22 | Reliance, SEZ-Jamnagar | 35.2 |  | 35.2
RF_HSD | INDIA |  |  | 2028 | 16.2932 | 4.2371 |  | 23 | Nayara Energy, Vadinar | 20 |  | 20
RF_HSD | INDIA |  |  | 2029 | 17.841 | 0
RF_HSD | INDIA |  |  | 2030 | 19.5359 | 0 | HPCL | 24 | HPCL Rajasthan Ref, Barmer |  | 9 | 9 | 2023: 9
RF_HSD | INDIA |  |  | 2031 | 21.3918 | 3.0507 | IOC/HP/BP | 25 | West coast Refinery |  | 60 | 60 | 2030: 0
RF_OTHERPP | INDIA |  |  | 2021 | 3.2432 | 0 |  |  |  | 249.866 | 132.75 | 382.616 | 0 | 0 | 2.35 | 18.7 | 5.5 | 24 | 5 | 0 | 10 | 0 | 0 | 7.2
RF_OTHERPP | INDIA |  |  | 2022 | 3.5513 | 0.29857 |  |  | W/O unconfirmed expansion | 249.866 | 72.75 | 322.616 | 249.866 | 249.866 | 252.216 | 270.916 | 276.416 | 300.416 | 305.416 | 305.416 | 315.416 | 315.416 | 315.416 | 322.616
RF_OTHERPP | INDIA |  |  | 2023 | 3.8886 | 2.3759 | [6 empty] | 2022: Confirmed capacity expansion planned
RF_OTHERPP | INDIA |  |  | 2024 | 4.258 | 0.69879 |  |  | Notes - |  |  |  | 2022: Unconfirmed capacity expansion/new
RF_OTHERPP | INDIA |  |  | 2025 | 4.6626 | 3.0493 |  | 1 | Enviro clearance, Financial closure achieved
RF_OTHERPP | INDIA |  |  | 2026 | 5.1055 | 0.63527 |  | 2 | Expansion from 0.3 m bpd refining to 0.5 m bpd
RF_OTHERPP | INDIA |  |  | 2027 | 5.5905 | 0 |  | 3 | Contract awarded for License technology to Chevron Lummus & EPCM contract to TKIS
RF_OTHERPP | INDIA |  |  | 2028 | 6.1216 | 1.2705 | [6 empty] | 2020: Planned Expansion / greenfield addition
RF_OTHERPP | INDIA |  |  | 2029 | 6.7032 | 0 | PSU / JV / Private | Sr.no. | Total Capacity | Present capacity MMTPA 2020 | Expansion MMTPA | Final Capacity MMTPA | 2020 | 2021 | 2022 | 2023 | 2024 | 2025 | 2026 | 2027 | 2028 | 2029 | 2030 | 2031
RF_OTHERPP | INDIA |  |  | 2030 | 7.34 | 0 |  |  | ALL Petro Products | 249.866 | 72.75 | 322.616 | 0 | 0 | 2.35 | 18.7 | 5.5 | 24 | 5 | 0 | 10 | 0 | 0 | 7.2
RF_OTHERPP | INDIA |  |  | 2031 | 8.0373 | 0.91478 |  |  | LPG | 11.714 | 3.4106 | 15.1245 | 0 | 0 | 0.11017 | 0.87667 | 0.25785 | 1.1251 | 0.2344 | 0 | 0.46881 | 0 | 0 | 0.33754
[9 empty] | MS | 36.6314 | 10.6655 | 47.2969 | 0 | 0 | 0.34452 | 2.7415 | 0.80632 | 3.5185 | 0.73302 | 0 | 1.466 | 0 | 0 | 1.0556
[9 empty] | ATF | 13.6702 | 3.9802 | 17.6503 | 0 | 0 | 0.12857 | 1.0231 | 0.30091 | 1.313 | 0.27355 | 0 | 0.5471 | 0 | 0 | 0.39391
[9 empty] | HSD | 105.8703 | 30.8248 | 136.6951 | 0 | 0 | 0.99571 | 7.9233 | 2.3304 | 10.169 | 2.1185 | 0 | 4.2371 | 0 | 0 | 3.0507
[9 empty] | Other Petroproducts w/o Naphtha, lubes, wax, bitumen & Others | 31.7463 | 9.2431 | 40.9894 | 0 | 0 | 0.29857 | 2.3759 | 0.69879 | 3.0493 | 0.63527 | 0 | 1.2705 | 0 | 0 | 0.91478
[9 empty] | Other non-energy PP MTPA | 50.2339 | 14.6259 | 64.8598 | 0 | 0 | 0.47245 | 3.7595 | 1.1057 | 4.825 | 1.0052 | 0 | 2.0104 | 0 | 0 | 1.4475
[9 empty] | Other non-energy PP % share | 20.1% | 20.1% | 20.1% | Planned Expansion / greenfield addition 2022: 20.1%; Planned Expansion / greenfield addition 2023: 20.1%; Planned Expansion / greenfield addition 2024: 20.1%; Planned Expansion / greenfield addition 2025: 20.1%; Planned Expansion / greenfield addition 2026: 20.1%; Planned Expansion / greenfield addition 2028: 20.1%; Planned Expansion / greenfield addition 2031: 20.1%
Product-wise Max capacity
[6 empty] | NOTE: These values come from ECT_LegacyCapacity, and need to change along with it | [6 empty] | Planned Expansion / greenfield addition 2020: Cumulative Expansion / greenfield addition
[7 empty] | Legacy Capacity 2021 |  | Product-wise Capacity | Present MMTPA 2020 | Expansion - MMTPA | Final - MMTPA | 2020 | 2021 | 2022 | 2023 | 2024 | 2025 | 2026 | 2027 | 2028 | 2029 | 2030 | 2031
[6 empty] | LPG | 28.963 |  | LPG | 11.714 | 3.4106 | 15.1245 | 11.714 | 11.714 | 11.8241 | 12.7008 | 12.9586 | 14.0838 | 14.3182 | 14.3182 | 14.787 | 14.787 | 14.787 | 15.1245
[6 empty] | MS | 32.9725 |  | MS | 36.6314 | 10.6655 | 47.2969 | 36.6314 | 36.6314 | 36.9759 | 39.7174 | 40.5238 | 44.0423 | 44.7753 | 44.7753 | 46.2413 | 46.2413 | 46.2413 | 47.2969
[6 empty] | ATF | 8.7989 |  | ATF | 13.6702 | 3.9802 | 17.6503 | 13.6702 | 13.6702 | 13.7987 | 14.8218 | 15.1227 | 16.4358 | 16.7093 | 16.7093 | 17.2564 | 17.2564 | 17.2564 | 17.6503
[6 empty] | HSD | 90.8622 |  | HSD | 105.8703 | 30.8248 | 136.6951 | 105.8703 | 105.8703 | 106.866 | 114.7894 | 117.1198 | 127.2888 | 129.4073 | 129.4073 | 133.6444 | 133.6444 | 133.6444 | 136.6951
[6 empty] | Other Petroproducts | 34.1385 |  | Other Petroproducts w/o Naphtha, LWB & Others | 31.7463 | 9.2431 | 40.9894 | 31.7463 | 31.7463 | 32.0448 | 34.4207 | 35.1195 | 38.1688 | 38.8041 | 38.8041 | 40.0746 | 40.0746 | 40.0746 | 40.9894
[9 empty] | Other non-energy PP | 50.2339 | 14.6259 | 64.8598 | 50.2339 | 50.2339 | 50.7063 | 54.4658 | 55.5716 | 60.3966 | 61.4018 | 61.4018 | 63.4123 | 63.4123 | 63.4123 | 64.8598
[9 empty] | ALL Petro Products | 249.866 | 72.75 | 322.616 | 249.866 | 249.866 | 252.216 | 270.916 | 276.416 | 300.416 | 305.416 | 305.416 | 315.416 | 315.416 | 315.416 | 322.616
[9 empty] | Expansion without non-energy PP |  | 58.1241
[9 empty] | Max Capacity addition till date | MMTPA
[9 empty] | PSU is Indian Oil - Paradip | 15
[9 empty] | Private sector - RIL Jamnagar | 33
[9 empty] | Planned in Model period(2025) | 24
[9 empty] | Max Capacity assumed | 30
[10 empty] | Actual consumption figures |  |  | Cumulative Expansion / greenfield addition 2021: Projected consumption figures for all Petroleum products | Assumed GR
[10 empty] | 2017 | 2018 | 2019 | 2020 | 2021 | 2022 | 2023 | 2024 | 2025 | 2026 | 2027 | 2028 | 2029 | 2030 | 2031
[9 empty] | Consumption of PP till 2020 | 194.597 | 206.166 | 213.216 | 214.127 | 225.1581 | 236.7575 | 248.9545 | 261.7798 | 275.2658 | 289.4466 | 304.358 | 320.0375 | 336.5248 | 353.8614 | 372.0912 | 5.2%
in Million tonnes
[13 empty] | 214.127 | 222.6921 | 231.5998 | 240.8638 | 250.4983 | 260.5182 | 270.939 | 281.7765 | 293.0476 | 304.7695 | 316.9603 | 329.6387 | 4%
[13 empty] | 214.127 | 220.5508 | 227.1673 | 233.9824 | 241.0018 | 248.2319 | 255.6788 | 263.3492 | 271.2497 | 279.3872 | 287.7688 | 296.4018 | 3%
Consumption figures have historically increased till 2020 at a CAGR of 5.2%. Assuming the same growth rate, consumption is likely to be 372 MTPA by 2031.
As per present capacity India has been producing more PP than current demand and has been exporting finished PP. India produced 250MT and consumed 214 MT in 2020.
This scenario is likely to change by 2028, going by present plans of expansion in refining capacity.
Note on Q25: Increase by 0.35 MTPA capacity by June2021, as per note in Abridged ready reckoner Chap B, table 8 - Refineries : Installed capacity & crude oil processing.
Note on S27: Assumed year of completion
Note on T28: Likely commissioning date - Sep 2024
Note on Q30: Likely commissioining
Note on R31: Revised commissioning schedule - mid-2022
Note on N33: As BPCL is being privatised, extent and schedule for this expansion is uncertain. Assumed to be completed by 2026.
Note on M35: IOC & CPCL JV plans to pull down existing 1.0 MMTPA unit and build brand new 9 MMTPA unit
Note on T35: Likely commissioning - Jan 2025 (48 months from investment approval in 2021-22)
Note on N39: As BPCL is being privatised, extent and schedule for this expansion is uncertain. Assumed to be completed by 2031.
Note on R45: Expected onstream Oct 2022
Note on N46: With BPCL's privatization, ARAMCO's major stake in Reliance and continuing slowdown due to Covid, feasibility and schedule for this new refinery is uncertain. Given the uncertainties, it is unlikely that this refinery will come up in the model years. Hence not considered for the present.
Note on N48: Capacity without planned new investment in West coast refinery

## HistoricalProdPP
Source : Indian Petroleum & Natural Gas Statistics 2019-20 - Table III-7
| Production of Petroleum products-Fin year-wise, TMT | [6 empty] | % share of total | [6 empty] | Average | CAGR over
Products | 2013-14 | 2014-15 | 2015-16 | 2016-17 | 2017-18 | 2018-19 | 2019-20 | 2013-14 | 2014-15 | 2015-16 | 2016-17 | 2017-18 | 2018-19 | 2019-20 | % share | 6 years
LPG | 10030 | 9840 | 10568 | 11326 | 12380 | 12786 | 12823 | 4.543% | 4.45% | 4.557% | 4.65% | 4.866% | 4.873% | 4.877% | 4.688% | 4.179%
Motor Spirit(MS) | 30275 | 32325 | 35321 | 36593 | 37784 | 38039 | 38616 | 13.71% | 14.62% | 15.23% | 15.02% | 14.85% | 14.5% | 14.69% | 14.66% | 4.139%
ATF | 11220 | 11103 | 11789 | 13831 | 14594 | 15479 | 15238 | 5.083% | 5.021% | 5.083% | 5.679% | 5.737% | 5.9% | 5.795% | 5.471% | 5.234%
HSD | 93759 | 94428 | 98588 | 102484 | 107904 | 110535 | 111198 | 42.47% | 42.7% | 42.51% | 42.08% | 42.41% | 42.13% | 42.29% | 42.37% | 2.884%
LDO | 423 | 358 | 429 | 629 | 562 | 702 | 643 | 0.1916% | 0.1619% | 0.185% | 0.2583% | 0.2209% | 0.2676% | 0.2445%
Naphtha | 18505 | 17391 | 17861 | 19946 | 20006 | 19786 | 20679 | 8.383% | 7.864% | 7.701% | 8.19% | 7.864% | 7.542% | 7.864%
Kerosene | 7418 | 7559 | 7503 | 6041 | 4408 | 4072 | 3141 | 3.36% | 3.418% | 3.235% | 2.48% | 1.733% | 1.552% | 1.195%
Fuel Oils(FO/LSHS/RFO) | 13405 | 11919 | 9727 | 9962 | 9486 | 10032 | 8610 | 6.072% | 5.39% | 4.194% | 4.09% | 3.729% | 3.824% | 3.274%
Lube oils | 941 | 946 | 1037 | 1029 | 1036 | 949 | 932 | 0.4263% | 0.4278% | 0.4471% | 0.4225% | 0.4072% | 0.3617% | 0.3544%
Bitumen | 4785 | 4632 | 5157 | 5185 | 5277 | 5803 | 5244 | 2.168% | 2.095% | 2.224% | 2.129% | 2.074% | 2.212% | 1.994%
Petroleum coke | 12068 | 12448 | 13322 | 13936 | 14754 | 14676 | 15528 | 5.467% | 5.629% | 5.744% | 5.722% | 5.799% | 5.594% | 5.905%
Paraffin wax | 55 | 51 | 65 | 85 | 104 | 90 | 96 | 0.02491% | 0.02306% | 0.02803% | 0.0349% | 0.04088% | 0.0343% | 0.03651%
Others | 17872 | 18136 | 20556 | 22504 | 26110 | 29412 | 30196 | 8.096% | 8.201% | 8.863% | 9.24% | 10.26% | 11.21% | 11.48%
Other PP w/o Naphtha, Lubes, bitumen, wax & Others | 33314 | 32284 | 30981 | 30568 | 29210 | 29482 | 27922 | 15.09% | 14.6% | 13.36% | 12.55% | 11.48% | 11.24% | 10.62% | 12.71% | -2.9%
Other Petro Products (total) | 75472 | 73440 | 75657 | 79317 | 81743 | 85522 | 85069 | 34.19% | 33.21% | 32.62% | 32.57% | 32.13% | 32.6% | 32.35% | 32.81% | 2.015%
TOTAL (All Petro products) | 220756 | 221136 | 231923 | 243551 | 254405 | 262361 | 262944 | 100% | 100% | 100% | 100% | 100% | 100% | 100% | 100% | 2.958%
Refinery fuel & losses | Production of Petroleum products-Fin year-wise, TMT 2013-14: 17868; Production of Petroleum products-Fin year-wise, TMT 2014-15: 17669; Production of Petroleum products-Fin year-wise, TMT 2015-16: 18773; Production of Petroleum products-Fin year-wise, TMT 2016-17: 20070; Production of Petroleum products-Fin year-wise, TMT 2017-18: 21164; Production of Petroleum products-Fin year-wise, TMT 2018-19: 21454; Production of Petroleum products-Fin year-wise, TMT 2019-20: 23510
| 8.094% | 7.99% | 8.094% | 8.241% | 8.319% | 8.177% | 8.941% | 8.265%
Consumption figures | 2013-14 | 2014-15 | 2015-16 | 2016-17 | 2017-18 | 2018-19 | 2019-20 | CAGR
Table V.3 (Total PP figures) | 158407 | 165520 | 184674 | 194597 | 206166 | 213216 | 214127 | 5.152%
Notes :
1. Items in green font are considered in Energy category and included under 'Other petro products'
2. Items in red font are considered non-Energy and hence not included.
Note on A8: LDO - Non-automotive fuel. Considered part of Other PP

## ECT_CapAddBounds TEST
EnergyConvTech | ModelGeography | SubGeography1 | SubGeography2 | Year | MaxCapacity | MinCapacity
EG_CCGT | INDIA | SR | AP | 2021 | 0 | 0
EG_CCGT | INDIA | SR | AP | 2022 | 0 | 0
EG_CCGT | INDIA | SR | AP | 2023 | 0.15007 | 0
EG_CCGT | INDIA | SR | AP | 2024 | 0.15007 | 0
EG_CCGT | INDIA | SR | AP | 2025 | 0.15007 | 0
EG_CCGT | INDIA | SR | AP | 2026 | 0.15007 | 0
EG_CCGT | INDIA | SR | AP | 2027 | 0.15007 | 0
EG_CCGT | INDIA | SR | AP | 2028 | 0.15007 | 0
EG_CCGT | INDIA | SR | AP | 2029 | 0.15007 | 0
EG_CCGT | INDIA | SR | AP | 2030 | 0.15007 | 0
EG_CCGT | INDIA | SR | AP | 2031 | 0.15007 | 0
EG_CCGT | INDIA | NER | AS | 2021 | 0 | 0
EG_CCGT | INDIA | NER | AS | 2022 | 0.056885 | 0.03615
EG_CCGT | INDIA | NER | AS | 2023 | 0.029818 | 0
EG_CCGT | INDIA | NER | AS | 2024 | 0.029818 | 0
EG_CCGT | INDIA | NER | NE | 2021 | 0 | 0
EG_CCGT | INDIA | NER | NE | 2022 | 0 | 0
EG_CCGT | INDIA | NER | NE | 2023 | 0.033327 | 0
EG_CCGT | INDIA | NER | NE | 2024 | 0.033327 | 0
EG_CCGT | INDIA | NER | NE | 2025 | 0.033327 | 0
EG_CCGT | INDIA | NER | NE | 2026 | 0.033327 | 0
EG_CCGT | INDIA | NER | NE | 2027 | 0.033327 | 0
EG_CCGT | INDIA | NER | NE | 2028 | 0.033327 | 0
EG_CCGT | INDIA | NER | NE | 2029 | 0.033327 | 0
EG_CCGT | INDIA | NER | NE | 2030 | 0.033327 | 0
EG_CCGT | INDIA | NER | NE | 2031 | 0.033327 | 0
EG_CCGT | INDIA | NER | AS | 2025 | 0.029818 | 0
EG_CCGT | INDIA | NER | AS | 2026 | 0.029818 | 0
EG_CCGT | INDIA | NER | AS | 2027 | 0.029818 | 0
EG_CCGT | INDIA | NER | AS | 2028 | 0.029818 | 0
EG_CCGT | INDIA | NER | AS | 2029 | 0.029818 | 0
EG_CCGT | INDIA | NER | AS | 2030 | 0.029818 | 0
EG_CCGT | INDIA | NER | AS | 2031 | 0.029818 | 0
EG_CCGT | INDIA | ER | BR | 2021 | 0 | 0
EG_CCGT | INDIA | ER | BR | 2022 | 0 | 0
EG_CCGT | INDIA | ER | BR | 2023 | 0.001223 | 0
EG_CCGT | INDIA | ER | BR | 2024 | 0.001223 | 0
EG_CCGT | INDIA | ER | BR | 2025 | 0.001223 | 0
EG_CCGT | INDIA | ER | BR | 2026 | 0.001223 | 0
EG_CCGT | INDIA | ER | BR | 2027 | 0.001223 | 0
EG_CCGT | INDIA | ER | BR | 2028 | 0.001223 | 0
EG_CCGT | INDIA | ER | BR | 2029 | 0.001223 | 0
EG_CCGT | INDIA | ER | BR | 2030 | 0.001223 | 0
EG_CCGT | INDIA | ER | BR | 2031 | 0.001223 | 0
EG_CCGT | INDIA | WR | CG | 2021 | 0 | 0
EG_CCGT | INDIA | WR | CG | 2022 | 0 | 0
EG_CCGT | INDIA | WR | CG | 2023 | 0.0026928 | 0
EG_CCGT | INDIA | WR | CG | 2024 | 0.0026928 | 0
EG_CCGT | INDIA | WR | CG | 2025 | 0.0026928 | 0
EG_CCGT | INDIA | WR | CG | 2026 | 0.0026928 | 0
EG_CCGT | INDIA | WR | CG | 2027 | 0.0026928 | 0
EG_CCGT | INDIA | WR | CG | 2028 | 0.0026928 | 0
EG_CCGT | INDIA | WR | CG | 2029 | 0.0026928 | 0
EG_CCGT | INDIA | WR | CG | 2030 | 0.0026928 | 0
EG_CCGT | INDIA | WR | CG | 2031 | 0.0026928 | 0
EG_CCGT | INDIA | WR | GA | 2021 | 0 | 0
EG_CCGT | INDIA | WR | GA | 2022 | 0 | 0
EG_CCGT | INDIA | WR | GA | 2023 | 0.0038652 | 0
EG_CCGT | INDIA | WR | GA | 2024 | 0.0038652 | 0
EG_CCGT | INDIA | WR | GA | 2025 | 0.0038652 | 0
EG_CCGT | INDIA | WR | GA | 2026 | 0.0038652 | 0
EG_CCGT | INDIA | WR | GA | 2027 | 0.0038652 | 0
EG_CCGT | INDIA | WR | GA | 2028 | 0.0038652 | 0
EG_CCGT | INDIA | WR | GA | 2029 | 0.0038652 | 0
EG_CCGT | INDIA | WR | GA | 2030 | 0.0038652 | 0
EG_CCGT | INDIA | WR | GA | 2031 | 0.0038652 | 0
EG_CCGT | INDIA | WR | GJ | 2021 | 0 | 0
EG_CCGT | INDIA | WR | GJ | 2022 | 0 | 0
EG_CCGT | INDIA | WR | GJ | 2023 | 0.30948 | 0
EG_CCGT | INDIA | WR | GJ | 2024 | 0.30948 | 0
EG_CCGT | INDIA | WR | GJ | 2025 | 0.30948 | 0
EG_CCGT | INDIA | WR | GJ | 2026 | 0.30948 | 0
EG_CCGT | INDIA | WR | GJ | 2027 | 0.30948 | 0
EG_CCGT | INDIA | WR | GJ | 2028 | 0.30948 | 0
EG_CCGT | INDIA | WR | GJ | 2029 | 0.30948 | 0
EG_CCGT | INDIA | WR | GJ | 2030 | 0.30948 | 0
EG_CCGT | INDIA | WR | GJ | 2031 | 0.30948 | 0
EG_CCGT | INDIA | NR | HR | 2021 | 0 | 0
EG_CCGT | INDIA | NR | HR | 2022 | 0 | 0
EG_CCGT | INDIA | NR | HR | 2023 | 0.026647 | 0
EG_CCGT | INDIA | NR | HR | 2024 | 0.026647 | 0
EG_CCGT | INDIA | NR | HR | 2025 | 0.026647 | 0
EG_CCGT | INDIA | NR | HR | 2026 | 0.026647 | 0
EG_CCGT | INDIA | NR | HR | 2027 | 0.026647 | 0
EG_CCGT | INDIA | NR | HR | 2028 | 0.026647 | 0
EG_CCGT | INDIA | NR | HR | 2029 | 0.026647 | 0
EG_CCGT | INDIA | NR | HR | 2030 | 0.026647 | 0
EG_CCGT | INDIA | NR | HR | 2031 | 0.026647 | 0
EG_CCGT | INDIA | NR | HP | 2021 | 0 | 0
EG_CCGT | INDIA | NR | HP | 2022 | 0 | 0
EG_CCGT | INDIA | NR | HP | 2023 | 0 | 0
EG_CCGT | INDIA | NR | HP | 2024 | 0 | 0
EG_CCGT | INDIA | NR | HP | 2025 | 0 | 0
EG_CCGT | INDIA | NR | HP | 2026 | 0 | 0
EG_CCGT | INDIA | NR | HP | 2027 | 0 | 0
EG_CCGT | INDIA | NR | HP | 2028 | 0 | 0
EG_CCGT | INDIA | NR | HP | 2029 | 0 | 0
EG_CCGT | INDIA | NR | HP | 2030 | 0 | 0
EG_CCGT | INDIA | NR | HP | 2031 | 0 | 0
EG_CCGT | INDIA | NR | JK | 2021 | 0 | 0
EG_CCGT | INDIA | NR | JK | 2022 | 0 | 0
EG_CCGT | INDIA | NR | JK | 2023 | 0.0051516 | 0
EG_CCGT | INDIA | NR | JK | 2024 | 0.0051516 | 0
EG_CCGT | INDIA | NR | JK | 2025 | 0.0051516 | 0
EG_CCGT | INDIA | NR | JK | 2026 | 0.0051516 | 0
EG_CCGT | INDIA | NR | JK | 2027 | 0.0051516 | 0
EG_CCGT | INDIA | NR | JK | 2028 | 0.0051516 | 0
EG_CCGT | INDIA | NR | JK | 2029 | 0.0051516 | 0
EG_CCGT | INDIA | NR | JK | 2030 | 0.0051516 | 0
EG_CCGT | INDIA | NR | JK | 2031 | 0.0051516 | 0
EG_CCGT | INDIA | ER | JH | 2021 | 0 | 0
EG_CCGT | INDIA | ER | JH | 2022 | 0 | 0
EG_CCGT | INDIA | ER | JH | 2023 | 0.0030027 | 0
EG_CCGT | INDIA | ER | JH | 2024 | 0.0030027 | 0
EG_CCGT | INDIA | ER | JH | 2025 | 0.0030027 | 0
EG_CCGT | INDIA | ER | JH | 2026 | 0.0030027 | 0
EG_CCGT | INDIA | ER | JH | 2027 | 0.0030027 | 0
EG_CCGT | INDIA | ER | JH | 2028 | 0.0030027 | 0
EG_CCGT | INDIA | ER | JH | 2029 | 0.0030027 | 0
EG_CCGT | INDIA | ER | JH | 2030 | 0.0030027 | 0
EG_CCGT | INDIA | ER | JH | 2031 | 0.0030027 | 0
EG_CCGT | INDIA | SR | KA | 2021 | 0 | 0
EG_CCGT | INDIA | SR | KA | 2022 | 0.37 | 0.37
EG_CCGT | INDIA | SR | KA | 2023 | 0.014922 | 0
EG_CCGT | INDIA | SR | KA | 2024 | 0.014922 | 0
EG_CCGT | INDIA | SR | KA | 2025 | 0.014922 | 0
EG_CCGT | INDIA | SR | KA | 2026 | 0.014922 | 0
EG_CCGT | INDIA | SR | KA | 2027 | 0.014922 | 0
EG_CCGT | INDIA | SR | KA | 2028 | 0.014922 | 0
EG_CCGT | INDIA | SR | KA | 2029 | 0.014922 | 0
EG_CCGT | INDIA | SR | KA | 2030 | 0.014922 | 0
EG_CCGT | INDIA | SR | KA | 2031 | 0.014922 | 0
EG_CCGT | INDIA | SR | KL | 2021 | 0 | 0
EG_CCGT | INDIA | SR | KL | 2022 | 0 | 0
EG_CCGT | INDIA | SR | KL | 2023 | 0.021462 | 0
EG_CCGT | INDIA | SR | KL | 2024 | 0.021462 | 0
EG_CCGT | INDIA | SR | KL | 2025 | 0.021462 | 0
EG_CCGT | INDIA | SR | KL | 2026 | 0.021462 | 0
EG_CCGT | INDIA | SR | KL | 2027 | 0.021462 | 0
EG_CCGT | INDIA | SR | KL | 2028 | 0.021462 | 0
EG_CCGT | INDIA | SR | KL | 2029 | 0.021462 | 0
EG_CCGT | INDIA | SR | KL | 2030 | 0.021462 | 0
EG_CCGT | INDIA | SR | KL | 2031 | 0.021462 | 0
EG_CCGT | INDIA | WR | MP | 2021 | 0 | 0
EG_CCGT | INDIA | WR | MP | 2022 | 0 | 0
EG_CCGT | INDIA | WR | MP | 2023 | 0.0048383 | 0
EG_CCGT | INDIA | WR | MP | 2024 | 0.0048383 | 0
EG_CCGT | INDIA | WR | MP | 2025 | 0.0048383 | 0
EG_CCGT | INDIA | WR | MP | 2026 | 0.0048383 | 0
EG_CCGT | INDIA | WR | MP | 2027 | 0.0048383 | 0
EG_CCGT | INDIA | WR | MP | 2028 | 0.0048383 | 0
EG_CCGT | INDIA | WR | MP | 2029 | 0.0048383 | 0
EG_CCGT | INDIA | WR | MP | 2030 | 0.0048383 | 0
EG_CCGT | INDIA | WR | MP | 2031 | 0.0048383 | 0
EG_CCGT | INDIA | WR | MH | 2021 | 0 | 0
EG_CCGT | INDIA | WR | MH | 2022 | 0 | 0
EG_CCGT | INDIA | WR | MH | 2023 | 0.11512 | 0
EG_CCGT | INDIA | WR | MH | 2024 | 0.11512 | 0
EG_CCGT | INDIA | WR | MH | 2025 | 0.11512 | 0
EG_CCGT | INDIA | WR | MH | 2026 | 0.11512 | 0
EG_CCGT | INDIA | WR | MH | 2027 | 0.11512 | 0
EG_CCGT | INDIA | WR | MH | 2028 | 0.11512 | 0
EG_CCGT | INDIA | WR | MH | 2029 | 0.11512 | 0
EG_CCGT | INDIA | WR | MH | 2030 | 0.11512 | 0
EG_CCGT | INDIA | WR | MH | 2031 | 0.11512 | 0
EG_CCGT | INDIA | ER | OD | 2021 | 0 | 0
EG_CCGT | INDIA | ER | OD | 2022 | 0 | 0
EG_CCGT | INDIA | ER | OD | 2023 | 0.01098 | 0
EG_CCGT | INDIA | ER | OD | 2024 | 0.01098 | 0
EG_CCGT | INDIA | ER | OD | 2025 | 0.01098 | 0
EG_CCGT | INDIA | ER | OD | 2026 | 0.01098 | 0
EG_CCGT | INDIA | ER | OD | 2027 | 0.01098 | 0
EG_CCGT | INDIA | ER | OD | 2028 | 0.01098 | 0
EG_CCGT | INDIA | ER | OD | 2029 | 0.01098 | 0
EG_CCGT | INDIA | ER | OD | 2030 | 0.01098 | 0
EG_CCGT | INDIA | ER | OD | 2031 | 0.01098 | 0
EG_CCGT | INDIA | NR | PB | 2021 | 0 | 0
EG_CCGT | INDIA | NR | PB | 2022 | 0 | 0
EG_CCGT | INDIA | NR | PB | 2023 | 0.002215 | 0
EG_CCGT | INDIA | NR | PB | 2024 | 0.002215 | 0
EG_CCGT | INDIA | NR | PB | 2025 | 0.002215 | 0
EG_CCGT | INDIA | NR | PB | 2026 | 0.002215 | 0
EG_CCGT | INDIA | NR | PB | 2027 | 0.002215 | 0
EG_CCGT | INDIA | NR | PB | 2028 | 0.002215 | 0
EG_CCGT | INDIA | NR | PB | 2029 | 0.002215 | 0
EG_CCGT | INDIA | NR | PB | 2030 | 0.002215 | 0
EG_CCGT | INDIA | NR | PB | 2031 | 0.002215 | 0
EG_CCGT | INDIA | NR | RJ | 2021 | 0 | 0
EG_CCGT | INDIA | NR | RJ | 2022 | 0 | 0
EG_CCGT | INDIA | NR | RJ | 2023 | 0.033101 | 0
EG_CCGT | INDIA | NR | RJ | 2024 | 0.033101 | 0
EG_CCGT | INDIA | NR | RJ | 2025 | 0.033101 | 0
EG_CCGT | INDIA | NR | RJ | 2026 | 0.033101 | 0
EG_CCGT | INDIA | NR | RJ | 2027 | 0.033101 | 0
EG_CCGT | INDIA | NR | RJ | 2028 | 0.033101 | 0
EG_CCGT | INDIA | NR | RJ | 2029 | 0.033101 | 0
EG_CCGT | INDIA | NR | RJ | 2030 | 0.033101 | 0
EG_CCGT | INDIA | NR | RJ | 2031 | 0.033101 | 0
EG_CCGT | INDIA | SR | TN | 2021 | 0 | 0
EG_CCGT | INDIA | SR | TN | 2022 | 0 | 0
EG_CCGT | INDIA | SR | TN | 2023 | 0.038995 | 0
EG_CCGT | INDIA | SR | TN | 2024 | 0.038995 | 0
EG_CCGT | INDIA | SR | TN | 2025 | 0.038995 | 0
EG_CCGT | INDIA | SR | TN | 2026 | 0.038995 | 0
EG_CCGT | INDIA | SR | TN | 2027 | 0.038995 | 0
EG_CCGT | INDIA | SR | TN | 2028 | 0.038995 | 0
EG_CCGT | INDIA | SR | TN | 2029 | 0.038995 | 0
EG_CCGT | INDIA | SR | TN | 2030 | 0.038995 | 0
EG_CCGT | INDIA | SR | TN | 2031 | 0.038995 | 0
EG_CCGT | INDIA | SR | TS | 2021 | 0 | 0
EG_CCGT | INDIA | SR | TS | 2022 | 0 | 0
EG_CCGT | INDIA | SR | TS | 2023 | 2.9438e-05 | 0
EG_CCGT | INDIA | SR | TS | 2024 | 2.9438e-05 | 0
EG_CCGT | INDIA | SR | TS | 2025 | 2.9438e-05 | 0
EG_CCGT | INDIA | SR | TS | 2026 | 2.9438e-05 | 0
EG_CCGT | INDIA | SR | TS | 2027 | 2.9438e-05 | 0
EG_CCGT | INDIA | SR | TS | 2028 | 2.9438e-05 | 0
EG_CCGT | INDIA | SR | TS | 2029 | 2.9438e-05 | 0
EG_CCGT | INDIA | SR | TS | 2030 | 2.9438e-05 | 0
EG_CCGT | INDIA | SR | TS | 2031 | 2.9438e-05 | 0
EG_CCGT | INDIA | NR | UP | 2021 | 0 | 0
EG_CCGT | INDIA | NR | UP | 2022 | 0 | 0
EG_CCGT | INDIA | NR | UP | 2023 | 0.053308 | 0
EG_CCGT | INDIA | NR | UP | 2024 | 0.053308 | 0
EG_CCGT | INDIA | NR | UP | 2025 | 0.053308 | 0
EG_CCGT | INDIA | NR | UP | 2026 | 0.053308 | 0
EG_CCGT | INDIA | NR | UP | 2027 | 0.053308 | 0
EG_CCGT | INDIA | NR | UP | 2028 | 0.053308 | 0
EG_CCGT | INDIA | NR | UP | 2029 | 0.053308 | 0
EG_CCGT | INDIA | NR | UP | 2030 | 0.053308 | 0
EG_CCGT | INDIA | NR | UP | 2031 | 0.053308 | 0
EG_CCGT | INDIA | NR | UK | 2021 | 0 | 0
EG_CCGT | INDIA | NR | UK | 2022 | 0 | 0
EG_CCGT | INDIA | NR | UK | 2023 | 0.013538 | 0
EG_CCGT | INDIA | NR | UK | 2024 | 0.013538 | 0
EG_CCGT | INDIA | NR | UK | 2025 | 0.013538 | 0
EG_CCGT | INDIA | NR | UK | 2026 | 0.013538 | 0
EG_CCGT | INDIA | NR | UK | 2027 | 0.013538 | 0
EG_CCGT | INDIA | NR | UK | 2028 | 0.013538 | 0
EG_CCGT | INDIA | NR | UK | 2029 | 0.013538 | 0
EG_CCGT | INDIA | NR | UK | 2030 | 0.013538 | 0
EG_CCGT | INDIA | NR | UK | 2031 | 0.013538 | 0
EG_CCGT | INDIA | ER | WB | 2021 | 0 | 0
EG_CCGT | INDIA | ER | WB | 2022 | 0 | 0
EG_CCGT | INDIA | ER | WB | 2023 | 0.0091796 | 0
EG_CCGT | INDIA | ER | WB | 2024 | 0.0091796 | 0
EG_CCGT | INDIA | ER | WB | 2025 | 0.0091796 | 0
EG_CCGT | INDIA | ER | WB | 2026 | 0.0091796 | 0
EG_CCGT | INDIA | ER | WB | 2027 | 0.0091796 | 0
EG_CCGT | INDIA | ER | WB | 2028 | 0.0091796 | 0
EG_CCGT | INDIA | ER | WB | 2029 | 0.0091796 | 0
EG_CCGT | INDIA | ER | WB | 2030 | 0.0091796 | 0
EG_CCGT | INDIA | ER | WB | 2031 | 0.0091796 | 0
EG_CCGT | INDIA | WR | UT | 2021 | 0 | 0
EG_CCGT | INDIA | WR | UT | 2022 | 0 | 0
EG_CCGT | INDIA | WR | UT | 2023 | 0.0020136 | 0
EG_CCGT | INDIA | WR | UT | 2024 | 0.0020136 | 0
EG_CCGT | INDIA | WR | UT | 2025 | 0.0020136 | 0
EG_CCGT | INDIA | WR | UT | 2026 | 0.0020136 | 0
EG_CCGT | INDIA | WR | UT | 2027 | 0.0020136 | 0
EG_CCGT | INDIA | WR | UT | 2028 | 0.0020136 | 0
EG_CCGT | INDIA | WR | UT | 2029 | 0.0020136 | 0
EG_CCGT | INDIA | WR | UT | 2030 | 0.0020136 | 0
EG_CCGT | INDIA | WR | UT | 2031 | 0.0020136 | 0
EG_CCGT | INDIA | NR | DL | 2021 | 0 | 0
EG_CCGT | INDIA | NR | DL | 2022 | 0 | 0
EG_CCGT | INDIA | NR | DL | 2023 | 0.065011 | 0
EG_CCGT | INDIA | NR | DL | 2024 | 0.065011 | 0
EG_CCGT | INDIA | NR | DL | 2025 | 0.065011 | 0
EG_CCGT | INDIA | NR | DL | 2026 | 0.065011 | 0
EG_CCGT | INDIA | NR | DL | 2027 | 0.065011 | 0
EG_CCGT | INDIA | NR | DL | 2028 | 0.065011 | 0
EG_CCGT | INDIA | NR | DL | 2029 | 0.065011 | 0
EG_CCGT | INDIA | NR | DL | 2030 | 0.065011 | 0
EG_CCGT | INDIA | NR | DL | 2031 | 0.065011 | 0
EG_OCGT | INDIA | SR | AP | 2021 | 0 | 0
EG_OCGT | INDIA | SR | AP | 2022 | 0 | 0
EG_OCGT | INDIA | SR | AP | 2023 | 0.45022 | 0
EG_OCGT | INDIA | SR | AP | 2024 | 0.45022 | 0
EG_OCGT | INDIA | SR | AP | 2025 | 0.45022 | 0
EG_OCGT | INDIA | SR | AP | 2026 | 0.45022 | 0
EG_OCGT | INDIA | SR | AP | 2027 | 0.45022 | 0
EG_OCGT | INDIA | SR | AP | 2028 | 0.45022 | 0
EG_OCGT | INDIA | SR | AP | 2029 | 0.45022 | 0
EG_OCGT | INDIA | SR | AP | 2030 | 0.45022 | 0
EG_OCGT | INDIA | SR | AP | 2031 | 0.45022 | 0
EG_OCGT | INDIA | NER | AS | 2021 | 0 | 0
EG_OCGT | INDIA | NER | AS | 2022 | 0 | 0
EG_OCGT | INDIA | NER | AS | 2023 | 0.089454 | 0
EG_OCGT | INDIA | NER | AS | 2024 | 0.089454 | 0
EG_OCGT | INDIA | NER | NE | 2021 | 0 | 0
EG_OCGT | INDIA | NER | NE | 2022 | 0 | 0
EG_OCGT | INDIA | NER | NE | 2023 | 0.09998 | 0
EG_OCGT | INDIA | NER | NE | 2024 | 0.09998 | 0
EG_OCGT | INDIA | NER | NE | 2025 | 0.09998 | 0
EG_OCGT | INDIA | NER | NE | 2026 | 0.09998 | 0
EG_OCGT | INDIA | NER | NE | 2027 | 0.09998 | 0
EG_OCGT | INDIA | NER | NE | 2028 | 0.09998 | 0
EG_OCGT | INDIA | NER | NE | 2029 | 0.09998 | 0
EG_OCGT | INDIA | NER | NE | 2030 | 0.09998 | 0
EG_OCGT | INDIA | NER | NE | 2031 | 0.09998 | 0
EG_OCGT | INDIA | NER | AS | 2025 | 0.089454 | 0
EG_OCGT | INDIA | NER | AS | 2026 | 0.089454 | 0
EG_OCGT | INDIA | NER | AS | 2027 | 0.089454 | 0
EG_OCGT | INDIA | NER | AS | 2028 | 0.089454 | 0
EG_OCGT | INDIA | NER | AS | 2029 | 0.089454 | 0
EG_OCGT | INDIA | NER | AS | 2030 | 0.089454 | 0
EG_OCGT | INDIA | NER | AS | 2031 | 0.089454 | 0
EG_OCGT | INDIA | ER | BR | 2021 | 0 | 0
EG_OCGT | INDIA | ER | BR | 2022 | 0 | 0
EG_OCGT | INDIA | ER | BR | 2023 | 0.0036689 | 0
EG_OCGT | INDIA | ER | BR | 2024 | 0.0036689 | 0
EG_OCGT | INDIA | ER | BR | 2025 | 0.0036689 | 0
EG_OCGT | INDIA | ER | BR | 2026 | 0.0036689 | 0
EG_OCGT | INDIA | ER | BR | 2027 | 0.0036689 | 0
EG_OCGT | INDIA | ER | BR | 2028 | 0.0036689 | 0
EG_OCGT | INDIA | ER | BR | 2029 | 0.0036689 | 0
EG_OCGT | INDIA | ER | BR | 2030 | 0.0036689 | 0
EG_OCGT | INDIA | ER | BR | 2031 | 0.0036689 | 0
EG_OCGT | INDIA | WR | CG | 2021 | 0 | 0
EG_OCGT | INDIA | WR | CG | 2022 | 0 | 0
EG_OCGT | INDIA | WR | CG | 2023 | 0.0080783 | 0
EG_OCGT | INDIA | WR | CG | 2024 | 0.0080783 | 0
EG_OCGT | INDIA | WR | CG | 2025 | 0.0080783 | 0
EG_OCGT | INDIA | WR | CG | 2026 | 0.0080783 | 0
EG_OCGT | INDIA | WR | CG | 2027 | 0.0080783 | 0
EG_OCGT | INDIA | WR | CG | 2028 | 0.0080783 | 0
EG_OCGT | INDIA | WR | CG | 2029 | 0.0080783 | 0
EG_OCGT | INDIA | WR | CG | 2030 | 0.0080783 | 0
EG_OCGT | INDIA | WR | CG | 2031 | 0.0080783 | 0
EG_OCGT | INDIA | WR | GA | 2021 | 0 | 0
EG_OCGT | INDIA | WR | GA | 2022 | 0 | 0
EG_OCGT | INDIA | WR | GA | 2023 | 0.011596 | 0
EG_OCGT | INDIA | WR | GA | 2024 | 0.011596 | 0
EG_OCGT | INDIA | WR | GA | 2025 | 0.011596 | 0
EG_OCGT | INDIA | WR | GA | 2026 | 0.011596 | 0
EG_OCGT | INDIA | WR | GA | 2027 | 0.011596 | 0
EG_OCGT | INDIA | WR | GA | 2028 | 0.011596 | 0
EG_OCGT | INDIA | WR | GA | 2029 | 0.011596 | 0
EG_OCGT | INDIA | WR | GA | 2030 | 0.011596 | 0
EG_OCGT | INDIA | WR | GA | 2031 | 0.011596 | 0
EG_OCGT | INDIA | WR | GJ | 2021 | 0 | 0
EG_OCGT | INDIA | WR | GJ | 2022 | 0 | 0
EG_OCGT | INDIA | WR | GJ | 2023 | 0.92845 | 0
EG_OCGT | INDIA | WR | GJ | 2024 | 0.92845 | 0
EG_OCGT | INDIA | WR | GJ | 2025 | 0.92845 | 0
EG_OCGT | INDIA | WR | GJ | 2026 | 0.92845 | 0
EG_OCGT | INDIA | WR | GJ | 2027 | 0.92845 | 0
EG_OCGT | INDIA | WR | GJ | 2028 | 0.92845 | 0
EG_OCGT | INDIA | WR | GJ | 2029 | 0.92845 | 0
EG_OCGT | INDIA | WR | GJ | 2030 | 0.92845 | 0
EG_OCGT | INDIA | WR | GJ | 2031 | 0.92845 | 0
EG_OCGT | INDIA | NR | HR | 2021 | 0 | 0
EG_OCGT | INDIA | NR | HR | 2022 | 0 | 0
EG_OCGT | INDIA | NR | HR | 2023 | 0.079942 | 0
EG_OCGT | INDIA | NR | HR | 2024 | 0.079942 | 0
EG_OCGT | INDIA | NR | HR | 2025 | 0.079942 | 0
EG_OCGT | INDIA | NR | HR | 2026 | 0.079942 | 0
EG_OCGT | INDIA | NR | HR | 2027 | 0.079942 | 0
EG_OCGT | INDIA | NR | HR | 2028 | 0.079942 | 0
EG_OCGT | INDIA | NR | HR | 2029 | 0.079942 | 0
EG_OCGT | INDIA | NR | HR | 2030 | 0.079942 | 0
EG_OCGT | INDIA | NR | HR | 2031 | 0.079942 | 0
EG_OCGT | INDIA | NR | HP | 2021 | 0 | 0
EG_OCGT | INDIA | NR | HP | 2022 | 0 | 0
EG_OCGT | INDIA | NR | HP | 2023 | 0 | 0
EG_OCGT | INDIA | NR | HP | 2024 | 0 | 0
EG_OCGT | INDIA | NR | HP | 2025 | 0 | 0
EG_OCGT | INDIA | NR | HP | 2026 | 0 | 0
EG_OCGT | INDIA | NR | HP | 2027 | 0 | 0
EG_OCGT | INDIA | NR | HP | 2028 | 0 | 0
EG_OCGT | INDIA | NR | HP | 2029 | 0 | 0
EG_OCGT | INDIA | NR | HP | 2030 | 0 | 0
EG_OCGT | INDIA | NR | HP | 2031 | 0 | 0
EG_OCGT | INDIA | NR | JK | 2021 | 0 | 0
EG_OCGT | INDIA | NR | JK | 2022 | 0 | 0
EG_OCGT | INDIA | NR | JK | 2023 | 0.015455 | 0
EG_OCGT | INDIA | NR | JK | 2024 | 0.015455 | 0
EG_OCGT | INDIA | NR | JK | 2025 | 0.015455 | 0
EG_OCGT | INDIA | NR | JK | 2026 | 0.015455 | 0
EG_OCGT | INDIA | NR | JK | 2027 | 0.015455 | 0
EG_OCGT | INDIA | NR | JK | 2028 | 0.015455 | 0
EG_OCGT | INDIA | NR | JK | 2029 | 0.015455 | 0
EG_OCGT | INDIA | NR | JK | 2030 | 0.015455 | 0
EG_OCGT | INDIA | NR | JK | 2031 | 0.015455 | 0
EG_OCGT | INDIA | ER | JH | 2021 | 0 | 0
EG_OCGT | INDIA | ER | JH | 2022 | 0 | 0
EG_OCGT | INDIA | ER | JH | 2023 | 0.009008 | 0
EG_OCGT | INDIA | ER | JH | 2024 | 0.009008 | 0
EG_OCGT | INDIA | ER | JH | 2025 | 0.009008 | 0
EG_OCGT | INDIA | ER | JH | 2026 | 0.009008 | 0
EG_OCGT | INDIA | ER | JH | 2027 | 0.009008 | 0
EG_OCGT | INDIA | ER | JH | 2028 | 0.009008 | 0
EG_OCGT | INDIA | ER | JH | 2029 | 0.009008 | 0
EG_OCGT | INDIA | ER | JH | 2030 | 0.009008 | 0
EG_OCGT | INDIA | ER | JH | 2031 | 0.009008 | 0
EG_OCGT | INDIA | SR | KA | 2021 | 0 | 0
EG_OCGT | INDIA | SR | KA | 2022 | 0 | 0
EG_OCGT | INDIA | SR | KA | 2023 | 0.044766 | 0
EG_OCGT | INDIA | SR | KA | 2024 | 0.044766 | 0
EG_OCGT | INDIA | SR | KA | 2025 | 0.044766 | 0
EG_OCGT | INDIA | SR | KA | 2026 | 0.044766 | 0
EG_OCGT | INDIA | SR | KA | 2027 | 0.044766 | 0
EG_OCGT | INDIA | SR | KA | 2028 | 0.044766 | 0
EG_OCGT | INDIA | SR | KA | 2029 | 0.044766 | 0
EG_OCGT | INDIA | SR | KA | 2030 | 0.044766 | 0
EG_OCGT | INDIA | SR | KA | 2031 | 0.044766 | 0
EG_OCGT | INDIA | SR | KL | 2021 | 0 | 0
EG_OCGT | INDIA | SR | KL | 2022 | 0 | 0
EG_OCGT | INDIA | SR | KL | 2023 | 0.064386 | 0
EG_OCGT | INDIA | SR | KL | 2024 | 0.064386 | 0
EG_OCGT | INDIA | SR | KL | 2025 | 0.064386 | 0
EG_OCGT | INDIA | SR | KL | 2026 | 0.064386 | 0
EG_OCGT | INDIA | SR | KL | 2027 | 0.064386 | 0
EG_OCGT | INDIA | SR | KL | 2028 | 0.064386 | 0
EG_OCGT | INDIA | SR | KL | 2029 | 0.064386 | 0
EG_OCGT | INDIA | SR | KL | 2030 | 0.064386 | 0
EG_OCGT | INDIA | SR | KL | 2031 | 0.064386 | 0
EG_OCGT | INDIA | WR | MP | 2021 | 0 | 0
EG_OCGT | INDIA | WR | MP | 2022 | 0 | 0
EG_OCGT | INDIA | WR | MP | 2023 | 0.014515 | 0
EG_OCGT | INDIA | WR | MP | 2024 | 0.014515 | 0
EG_OCGT | INDIA | WR | MP | 2025 | 0.014515 | 0
EG_OCGT | INDIA | WR | MP | 2026 | 0.014515 | 0
EG_OCGT | INDIA | WR | MP | 2027 | 0.014515 | 0
EG_OCGT | INDIA | WR | MP | 2028 | 0.014515 | 0
EG_OCGT | INDIA | WR | MP | 2029 | 0.014515 | 0
EG_OCGT | INDIA | WR | MP | 2030 | 0.014515 | 0
EG_OCGT | INDIA | WR | MP | 2031 | 0.014515 | 0
EG_OCGT | INDIA | WR | MH | 2021 | 0 | 0
EG_OCGT | INDIA | WR | MH | 2022 | 0 | 0
EG_OCGT | INDIA | WR | MH | 2023 | 0.34537 | 0
EG_OCGT | INDIA | WR | MH | 2024 | 0.34537 | 0
EG_OCGT | INDIA | WR | MH | 2025 | 0.34537 | 0
EG_OCGT | INDIA | WR | MH | 2026 | 0.34537 | 0
EG_OCGT | INDIA | WR | MH | 2027 | 0.34537 | 0
EG_OCGT | INDIA | WR | MH | 2028 | 0.34537 | 0
EG_OCGT | INDIA | WR | MH | 2029 | 0.34537 | 0
EG_OCGT | INDIA | WR | MH | 2030 | 0.34537 | 0
EG_OCGT | INDIA | WR | MH | 2031 | 0.34537 | 0
EG_OCGT | INDIA | ER | OD | 2021 | 0 | 0
EG_OCGT | INDIA | ER | OD | 2022 | 0 | 0
EG_OCGT | INDIA | ER | OD | 2023 | 0.032941 | 0
EG_OCGT | INDIA | ER | OD | 2024 | 0.032941 | 0
EG_OCGT | INDIA | ER | OD | 2025 | 0.032941 | 0
EG_OCGT | INDIA | ER | OD | 2026 | 0.032941 | 0
EG_OCGT | INDIA | ER | OD | 2027 | 0.032941 | 0
EG_OCGT | INDIA | ER | OD | 2028 | 0.032941 | 0
EG_OCGT | INDIA | ER | OD | 2029 | 0.032941 | 0
EG_OCGT | INDIA | ER | OD | 2030 | 0.032941 | 0
EG_OCGT | INDIA | ER | OD | 2031 | 0.032941 | 0
EG_OCGT | INDIA | NR | PB | 2021 | 0 | 0
EG_OCGT | INDIA | NR | PB | 2022 | 0 | 0
EG_OCGT | INDIA | NR | PB | 2023 | 0.0066449 | 0
EG_OCGT | INDIA | NR | PB | 2024 | 0.0066449 | 0
EG_OCGT | INDIA | NR | PB | 2025 | 0.0066449 | 0
EG_OCGT | INDIA | NR | PB | 2026 | 0.0066449 | 0
EG_OCGT | INDIA | NR | PB | 2027 | 0.0066449 | 0
EG_OCGT | INDIA | NR | PB | 2028 | 0.0066449 | 0
EG_OCGT | INDIA | NR | PB | 2029 | 0.0066449 | 0
EG_OCGT | INDIA | NR | PB | 2030 | 0.0066449 | 0
EG_OCGT | INDIA | NR | PB | 2031 | 0.0066449 | 0
EG_OCGT | INDIA | NR | RJ | 2021 | 0 | 0
EG_OCGT | INDIA | NR | RJ | 2022 | 0 | 0
EG_OCGT | INDIA | NR | RJ | 2023 | 0.099303 | 0
EG_OCGT | INDIA | NR | RJ | 2024 | 0.099303 | 0
EG_OCGT | INDIA | NR | RJ | 2025 | 0.099303 | 0
EG_OCGT | INDIA | NR | RJ | 2026 | 0.099303 | 0
EG_OCGT | INDIA | NR | RJ | 2027 | 0.099303 | 0
EG_OCGT | INDIA | NR | RJ | 2028 | 0.099303 | 0
EG_OCGT | INDIA | NR | RJ | 2029 | 0.099303 | 0
EG_OCGT | INDIA | NR | RJ | 2030 | 0.099303 | 0
EG_OCGT | INDIA | NR | RJ | 2031 | 0.099303 | 0
EG_OCGT | INDIA | SR | TN | 2021 | 0 | 0
EG_OCGT | INDIA | SR | TN | 2022 | 0 | 0
EG_OCGT | INDIA | SR | TN | 2023 | 0.11699 | 0
EG_OCGT | INDIA | SR | TN | 2024 | 0.11699 | 0
EG_OCGT | INDIA | SR | TN | 2025 | 0.11699 | 0
EG_OCGT | INDIA | SR | TN | 2026 | 0.11699 | 0
EG_OCGT | INDIA | SR | TN | 2027 | 0.11699 | 0
EG_OCGT | INDIA | SR | TN | 2028 | 0.11699 | 0
EG_OCGT | INDIA | SR | TN | 2029 | 0.11699 | 0
EG_OCGT | INDIA | SR | TN | 2030 | 0.11699 | 0
EG_OCGT | INDIA | SR | TN | 2031 | 0.11699 | 0
EG_OCGT | INDIA | SR | TS | 2021 | 0 | 0
EG_OCGT | INDIA | SR | TS | 2022 | 0 | 0
EG_OCGT | INDIA | SR | TS | 2023 | 8.8314e-05 | 0
EG_OCGT | INDIA | SR | TS | 2024 | 8.8314e-05 | 0
EG_OCGT | INDIA | SR | TS | 2025 | 8.8314e-05 | 0
EG_OCGT | INDIA | SR | TS | 2026 | 8.8314e-05 | 0
EG_OCGT | INDIA | SR | TS | 2027 | 8.8314e-05 | 0
EG_OCGT | INDIA | SR | TS | 2028 | 8.8314e-05 | 0
EG_OCGT | INDIA | SR | TS | 2029 | 8.8314e-05 | 0
EG_OCGT | INDIA | SR | TS | 2030 | 8.8314e-05 | 0
EG_OCGT | INDIA | SR | TS | 2031 | 8.8314e-05 | 0
EG_OCGT | INDIA | NR | UP | 2021 | 0 | 0
EG_OCGT | INDIA | NR | UP | 2022 | 0 | 0
EG_OCGT | INDIA | NR | UP | 2023 | 0.15992 | 0
EG_OCGT | INDIA | NR | UP | 2024 | 0.15992 | 0
EG_OCGT | INDIA | NR | UP | 2025 | 0.15992 | 0
EG_OCGT | INDIA | NR | UP | 2026 | 0.15992 | 0
EG_OCGT | INDIA | NR | UP | 2027 | 0.15992 | 0
EG_OCGT | INDIA | NR | UP | 2028 | 0.15992 | 0
EG_OCGT | INDIA | NR | UP | 2029 | 0.15992 | 0
EG_OCGT | INDIA | NR | UP | 2030 | 0.15992 | 0
EG_OCGT | INDIA | NR | UP | 2031 | 0.15992 | 0
EG_OCGT | INDIA | NR | UK | 2021 | 0 | 0
EG_OCGT | INDIA | NR | UK | 2022 | 0 | 0
EG_OCGT | INDIA | NR | UK | 2023 | 0.040615 | 0
EG_OCGT | INDIA | NR | UK | 2024 | 0.040615 | 0
EG_OCGT | INDIA | NR | UK | 2025 | 0.040615 | 0
EG_OCGT | INDIA | NR | UK | 2026 | 0.040615 | 0
EG_OCGT | INDIA | NR | UK | 2027 | 0.040615 | 0
EG_OCGT | INDIA | NR | UK | 2028 | 0.040615 | 0
EG_OCGT | INDIA | NR | UK | 2029 | 0.040615 | 0
EG_OCGT | INDIA | NR | UK | 2030 | 0.040615 | 0
EG_OCGT | INDIA | NR | UK | 2031 | 0.040615 | 0
EG_OCGT | INDIA | ER | WB | 2021 | 0 | 0
EG_OCGT | INDIA | ER | WB | 2022 | 0 | 0
EG_OCGT | INDIA | ER | WB | 2023 | 0.027539 | 0
EG_OCGT | INDIA | ER | WB | 2024 | 0.027539 | 0
EG_OCGT | INDIA | ER | WB | 2025 | 0.027539 | 0
EG_OCGT | INDIA | ER | WB | 2026 | 0.027539 | 0
EG_OCGT | INDIA | ER | WB | 2027 | 0.027539 | 0
EG_OCGT | INDIA | ER | WB | 2028 | 0.027539 | 0
EG_OCGT | INDIA | ER | WB | 2029 | 0.027539 | 0
EG_OCGT | INDIA | ER | WB | 2030 | 0.027539 | 0
EG_OCGT | INDIA | ER | WB | 2031 | 0.027539 | 0
EG_OCGT | INDIA | WR | UT | 2021 | 0 | 0
EG_OCGT | INDIA | WR | UT | 2022 | 0 | 0
EG_OCGT | INDIA | WR | UT | 2023 | 0.0060407 | 0
EG_OCGT | INDIA | WR | UT | 2024 | 0.0060407 | 0
EG_OCGT | INDIA | WR | UT | 2025 | 0.0060407 | 0
EG_OCGT | INDIA | WR | UT | 2026 | 0.0060407 | 0
EG_OCGT | INDIA | WR | UT | 2027 | 0.0060407 | 0
EG_OCGT | INDIA | WR | UT | 2028 | 0.0060407 | 0
EG_OCGT | INDIA | WR | UT | 2029 | 0.0060407 | 0
EG_OCGT | INDIA | WR | UT | 2030 | 0.0060407 | 0
EG_OCGT | INDIA | WR | UT | 2031 | 0.0060407 | 0
EG_OCGT | INDIA | NR | DL | 2021 | 0 | 0
EG_OCGT | INDIA | NR | DL | 2022 | 0 | 0
EG_OCGT | INDIA | NR | DL | 2023 | 0.19503 | 0
EG_OCGT | INDIA | NR | DL | 2024 | 0.19503 | 0
EG_OCGT | INDIA | NR | DL | 2025 | 0.19503 | 0
EG_OCGT | INDIA | NR | DL | 2026 | 0.19503 | 0
EG_OCGT | INDIA | NR | DL | 2027 | 0.19503 | 0
EG_OCGT | INDIA | NR | DL | 2028 | 0.19503 | 0
EG_OCGT | INDIA | NR | DL | 2029 | 0.19503 | 0
EG_OCGT | INDIA | NR | DL | 2030 | 0.19503 | 0
EG_OCGT | INDIA | NR | DL | 2031 | 0.19503 | 0
EG_SOLARPV | INDIA | SR | AP | 2021 | 0.38831 | 0.38648
EG_SOLARPV | INDIA | SR | AP | 2022 | 0.87592 | 0.8718
EG_SOLARPV | INDIA | SR | AP | 2023 | 0.69358 | 0.23269
EG_SOLARPV | INDIA | SR | AP | 2024 | 0.92478 | 0.30449
EG_SOLARPV | INDIA | SR | AP | 2025 | 1.156 | 0
EG_SOLARPV | INDIA | SR | AP | 2026 | 1.3872 | 0
EG_SOLARPV | INDIA | SR | AP | 2027 | 1.3872 | 0
EG_SOLARPV | INDIA | SR | AP | 2028 | 1.3872 | 0
EG_SOLARPV | INDIA | SR | AP | 2029 | 1.3872 | 0
EG_SOLARPV | INDIA | SR | AP | 2030 | 1.3872 | 0
EG_SOLARPV | INDIA | SR | AP | 2031 | 1.3872 | 0
EG_SOLARPV | INDIA | NER | AS | 2021 | 0.00176 | 0.00176
EG_SOLARPV | INDIA | NER | AS | 2022 | 0.03 | 0.03
EG_SOLARPV | INDIA | NER | AS | 2023 | 0.24828 | 0
EG_SOLARPV | INDIA | NER | AS | 2024 | 0.33103 | 0
EG_SOLARPV | INDIA | NER | NE | 2021 | 0.00121 | 0.00121
EG_SOLARPV | INDIA | NER | NE | 2022 | 0 | 0
EG_SOLARPV | INDIA | NER | NE | 2023 | 0.87582 | 0
EG_SOLARPV | INDIA | NER | NE | 2024 | 1.1678 | 0
EG_SOLARPV | INDIA | NER | NE | 2025 | 1.4597 | 0
EG_SOLARPV | INDIA | NER | NE | 2026 | 1.7516 | 0
EG_SOLARPV | INDIA | NER | NE | 2027 | 1.7516 | 0
EG_SOLARPV | INDIA | NER | NE | 2028 | 1.7516 | 0
EG_SOLARPV | INDIA | NER | NE | 2029 | 1.7516 | 0
EG_SOLARPV | INDIA | NER | NE | 2030 | 1.7516 | 0
EG_SOLARPV | INDIA | NER | NE | 2031 | 1.7516 | 0
EG_SOLARPV | INDIA | NER | AS | 2025 | 0.41379 | 0
EG_SOLARPV | INDIA | NER | AS | 2026 | 0.49655 | 0
EG_SOLARPV | INDIA | NER | AS | 2027 | 0.49655 | 0
EG_SOLARPV | INDIA | NER | AS | 2028 | 0.49655 | 0
EG_SOLARPV | INDIA | NER | AS | 2029 | 0.49655 | 0
EG_SOLARPV | INDIA | NER | AS | 2030 | 0.49655 | 0
EG_SOLARPV | INDIA | NER | AS | 2031 | 0.49655 | 0
EG_SOLARPV | INDIA | ER | BR | 2021 | 0.00794 | 0.00794
EG_SOLARPV | INDIA | ER | BR | 2022 | 0.005 | 0.005
EG_SOLARPV | INDIA | ER | BR | 2023 | 0.20209 | 0
EG_SOLARPV | INDIA | ER | BR | 2024 | 0.26945 | 0
EG_SOLARPV | INDIA | ER | BR | 2025 | 0.33681 | 0
EG_SOLARPV | INDIA | ER | BR | 2026 | 0.40417 | 0
EG_SOLARPV | INDIA | ER | BR | 2027 | 0.40417 | 0
EG_SOLARPV | INDIA | ER | BR | 2028 | 0.40417 | 0
EG_SOLARPV | INDIA | ER | BR | 2029 | 0.40417 | 0
EG_SOLARPV | INDIA | ER | BR | 2030 | 0.40417 | 0
EG_SOLARPV | INDIA | ER | BR | 2031 | 0.40417 | 0
EG_SOLARPV | INDIA | WR | CG | 2021 | 0.02113 | 0.02113
EG_SOLARPV | INDIA | WR | CG | 2022 | 0 | 0
EG_SOLARPV | INDIA | WR | CG | 2023 | 0.32965 | 0
EG_SOLARPV | INDIA | WR | CG | 2024 | 0.43953 | 0
EG_SOLARPV | INDIA | WR | CG | 2025 | 0.54942 | 0
EG_SOLARPV | INDIA | WR | CG | 2026 | 0.6593 | 0
EG_SOLARPV | INDIA | WR | CG | 2027 | 0.6593 | 0
EG_SOLARPV | INDIA | WR | CG | 2028 | 0.6593 | 0
EG_SOLARPV | INDIA | WR | CG | 2029 | 0.6593 | 0
EG_SOLARPV | INDIA | WR | CG | 2030 | 0.6593 | 0
EG_SOLARPV | INDIA | WR | CG | 2031 | 0.6593 | 0
EG_SOLARPV | INDIA | WR | GA | 2021 | 0.00266 | 0.00266
EG_SOLARPV | INDIA | WR | GA | 2022 | 0 | 0
EG_SOLARPV | INDIA | WR | GA | 2023 | 0.015878 | 0
EG_SOLARPV | INDIA | WR | GA | 2024 | 0.021171 | 0
EG_SOLARPV | INDIA | WR | GA | 2025 | 0.026464 | 0
EG_SOLARPV | INDIA | WR | GA | 2026 | 0.031756 | 0
EG_SOLARPV | INDIA | WR | GA | 2027 | 0.031756 | 0
EG_SOLARPV | INDIA | WR | GA | 2028 | 0.031756 | 0
EG_SOLARPV | INDIA | WR | GA | 2029 | 0.031756 | 0
EG_SOLARPV | INDIA | WR | GA | 2030 | 0.031756 | 0
EG_SOLARPV | INDIA | WR | GA | 2031 | 0.031756 | 0
EG_SOLARPV | INDIA | WR | GJ | 2021 | 1.1395 | 1.1199
EG_SOLARPV | INDIA | WR | GJ | 2022 | 0.68293 | 0.6712
EG_SOLARPV | INDIA | WR | GJ | 2023 | 1.0244 | 1.0068
EG_SOLARPV | INDIA | WR | GJ | 2024 | 1.7073 | 1.678
EG_SOLARPV | INDIA | WR | GJ | 2025 | 1.0757 | 0
EG_SOLARPV | INDIA | WR | GJ | 2026 | 1.2908 | 0
EG_SOLARPV | INDIA | WR | GJ | 2027 | 1.2908 | 0
EG_SOLARPV | INDIA | WR | GJ | 2028 | 1.2908 | 0
EG_SOLARPV | INDIA | WR | GJ | 2029 | 1.2908 | 0
EG_SOLARPV | INDIA | WR | GJ | 2030 | 1.2908 | 0
EG_SOLARPV | INDIA | WR | GJ | 2031 | 1.2908 | 0
EG_SOLARPV | INDIA | NR | HR | 2021 | 0.15569 | 0.15569
EG_SOLARPV | INDIA | NR | HR | 2022 | 0.0702 | 0.0702
EG_SOLARPV | INDIA | NR | HR | 2023 | 0.1053 | 0.1053
EG_SOLARPV | INDIA | NR | HR | 2024 | 0.1755 | 0.1755
EG_SOLARPV | INDIA | NR | HR | 2025 | 0.13713 | 0
EG_SOLARPV | INDIA | NR | HR | 2026 | 0.16455 | 0
EG_SOLARPV | INDIA | NR | HR | 2027 | 0.16455 | 0
EG_SOLARPV | INDIA | NR | HR | 2028 | 0.16455 | 0
EG_SOLARPV | INDIA | NR | HR | 2029 | 0.16455 | 0
EG_SOLARPV | INDIA | NR | HR | 2030 | 0.16455 | 0
EG_SOLARPV | INDIA | NR | HR | 2031 | 0.16455 | 0
EG_SOLARPV | INDIA | NR | HP | 2021 | 0.0098 | 0.0098
EG_SOLARPV | INDIA | NR | HP | 2022 | 0 | 0
EG_SOLARPV | INDIA | NR | HP | 2023 | 0.61059 | 0
EG_SOLARPV | INDIA | NR | HP | 2024 | 0.81411 | 0
EG_SOLARPV | INDIA | NR | HP | 2025 | 1.0176 | 0
EG_SOLARPV | INDIA | NR | HP | 2026 | 1.2212 | 0
EG_SOLARPV | INDIA | NR | HP | 2027 | 1.2212 | 0
EG_SOLARPV | INDIA | NR | HP | 2028 | 1.2212 | 0
EG_SOLARPV | INDIA | NR | HP | 2029 | 1.2212 | 0
EG_SOLARPV | INDIA | NR | HP | 2030 | 1.2212 | 0
EG_SOLARPV | INDIA | NR | HP | 2031 | 1.2212 | 0
EG_SOLARPV | INDIA | NR | JK | 2021 | 0.00143 | 0.00143
EG_SOLARPV | INDIA | NR | JK | 2022 | 0 | 0
EG_SOLARPV | INDIA | NR | JK | 2023 | 2.0037 | 0
EG_SOLARPV | INDIA | NR | JK | 2024 | 2.6716 | 0
EG_SOLARPV | INDIA | NR | JK | 2025 | 3.3395 | 0
EG_SOLARPV | INDIA | NR | JK | 2026 | 4.0074 | 0
EG_SOLARPV | INDIA | NR | JK | 2027 | 4.0074 | 0
EG_SOLARPV | INDIA | NR | JK | 2028 | 4.0074 | 0
EG_SOLARPV | INDIA | NR | JK | 2029 | 4.0074 | 0
EG_SOLARPV | INDIA | NR | JK | 2030 | 4.0074 | 0
EG_SOLARPV | INDIA | NR | JK | 2031 | 4.0074 | 0
EG_SOLARPV | INDIA | ER | JH | 2021 | 0.01023 | 0.01023
EG_SOLARPV | INDIA | ER | JH | 2022 | 0.01 | 0.01
EG_SOLARPV | INDIA | ER | JH | 2023 | 0.32803 | 0.015
EG_SOLARPV | INDIA | ER | JH | 2024 | 0.43737 | 0.025
EG_SOLARPV | INDIA | ER | JH | 2025 | 0.54671 | 0
EG_SOLARPV | INDIA | ER | JH | 2026 | 0.65605 | 0
EG_SOLARPV | INDIA | ER | JH | 2027 | 0.65605 | 0
EG_SOLARPV | INDIA | ER | JH | 2028 | 0.65605 | 0
EG_SOLARPV | INDIA | ER | JH | 2029 | 0.65605 | 0
EG_SOLARPV | INDIA | ER | JH | 2030 | 0.65605 | 0
EG_SOLARPV | INDIA | ER | JH | 2031 | 0.65605 | 0
EG_SOLARPV | INDIA | SR | KA | 2021 | 0.071615 | 0.06892
EG_SOLARPV | INDIA | SR | KA | 2022 | 0.11598 | 0.11161
EG_SOLARPV | INDIA | SR | KA | 2023 | 0.44567 | 0.16742
EG_SOLARPV | INDIA | SR | KA | 2024 | 0.59423 | 0.27903
EG_SOLARPV | INDIA | SR | KA | 2025 | 0.74278 | 0
EG_SOLARPV | INDIA | SR | KA | 2026 | 0.89134 | 0
EG_SOLARPV | INDIA | SR | KA | 2027 | 0.89134 | 0
EG_SOLARPV | INDIA | SR | KA | 2028 | 0.89134 | 0
EG_SOLARPV | INDIA | SR | KA | 2029 | 0.89134 | 0
EG_SOLARPV | INDIA | SR | KA | 2030 | 0.89134 | 0
EG_SOLARPV | INDIA | SR | KA | 2031 | 0.89134 | 0
EG_SOLARPV | INDIA | SR | KL | 2021 | 0.11871 | 0.11477
EG_SOLARPV | INDIA | SR | KL | 2022 | 0.044891 | 0.0434
EG_SOLARPV | INDIA | SR | KL | 2023 | 0.11024 | 0.0651
EG_SOLARPV | INDIA | SR | KL | 2024 | 0.14699 | 0.1085
EG_SOLARPV | INDIA | SR | KL | 2025 | 0.18374 | 0
EG_SOLARPV | INDIA | SR | KL | 2026 | 0.22049 | 0
EG_SOLARPV | INDIA | SR | KL | 2027 | 0.22049 | 0
EG_SOLARPV | INDIA | SR | KL | 2028 | 0.22049 | 0
EG_SOLARPV | INDIA | SR | KL | 2029 | 0.22049 | 0
EG_SOLARPV | INDIA | SR | KL | 2030 | 0.22049 | 0
EG_SOLARPV | INDIA | SR | KL | 2031 | 0.22049 | 0
EG_SOLARPV | INDIA | WR | MP | 2021 | 0.20537 | 0.20476
EG_SOLARPV | INDIA | WR | MP | 2022 | 0.14995 | 0.14951
EG_SOLARPV | INDIA | WR | MP | 2023 | 1.1126 | 0.036762
EG_SOLARPV | INDIA | WR | MP | 2024 | 1.4834 | 0.06127
EG_SOLARPV | INDIA | WR | MP | 2025 | 1.8543 | 0
EG_SOLARPV | INDIA | WR | MP | 2026 | 2.2251 | 0
EG_SOLARPV | INDIA | WR | MP | 2027 | 2.2251 | 0
EG_SOLARPV | INDIA | WR | MP | 2028 | 2.2251 | 0
EG_SOLARPV | INDIA | WR | MP | 2029 | 2.2251 | 0
EG_SOLARPV | INDIA | WR | MP | 2030 | 2.2251 | 0
EG_SOLARPV | INDIA | WR | MP | 2031 | 2.2251 | 0
EG_SOLARPV | INDIA | WR | MH | 2021 | 0.52181 | 0.48817
EG_SOLARPV | INDIA | WR | MH | 2022 | 0.59778 | 0.55924
EG_SOLARPV | INDIA | WR | MH | 2023 | 1.1605 | 0.83886
EG_SOLARPV | INDIA | WR | MH | 2024 | 1.5474 | 1.3981
EG_SOLARPV | INDIA | WR | MH | 2025 | 1.9342 | 0
EG_SOLARPV | INDIA | WR | MH | 2026 | 2.3211 | 0
EG_SOLARPV | INDIA | WR | MH | 2027 | 2.3211 | 0
EG_SOLARPV | INDIA | WR | MH | 2028 | 2.3211 | 0
EG_SOLARPV | INDIA | WR | MH | 2029 | 2.3211 | 0
EG_SOLARPV | INDIA | WR | MH | 2030 | 2.3211 | 0
EG_SOLARPV | INDIA | WR | MH | 2031 | 2.3211 | 0
EG_SOLARPV | INDIA | ER | OD | 2021 | 0.00388 | 0.00388
EG_SOLARPV | INDIA | ER | OD | 2022 | 0.023032 | 0.023032
EG_SOLARPV | INDIA | ER | OD | 2023 | 0.46516 | 0.034548
EG_SOLARPV | INDIA | ER | OD | 2024 | 0.62021 | 0.05758
EG_SOLARPV | INDIA | ER | OD | 2025 | 0.77526 | 0
EG_SOLARPV | INDIA | ER | OD | 2026 | 0.93031 | 0
EG_SOLARPV | INDIA | ER | OD | 2027 | 0.93031 | 0
EG_SOLARPV | INDIA | ER | OD | 2028 | 0.93031 | 0
EG_SOLARPV | INDIA | ER | OD | 2029 | 0.93031 | 0
EG_SOLARPV | INDIA | ER | OD | 2030 | 0.93031 | 0
EG_SOLARPV | INDIA | ER | OD | 2031 | 0.93031 | 0
EG_SOLARPV | INDIA | NR | PB | 2021 | 0 | 0
EG_SOLARPV | INDIA | NR | PB | 2022 | 0.022 | 0.022
EG_SOLARPV | INDIA | NR | PB | 2023 | 0.050702 | 0.033
EG_SOLARPV | INDIA | NR | PB | 2024 | 0.067602 | 0.055
EG_SOLARPV | INDIA | NR | PB | 2025 | 0.084503 | 0
EG_SOLARPV | INDIA | NR | PB | 2026 | 0.1014 | 0
EG_SOLARPV | INDIA | NR | PB | 2027 | 0.1014 | 0
EG_SOLARPV | INDIA | NR | PB | 2028 | 0.1014 | 0
EG_SOLARPV | INDIA | NR | PB | 2029 | 0.1014 | 0
EG_SOLARPV | INDIA | NR | PB | 2030 | 0.1014 | 0
EG_SOLARPV | INDIA | NR | PB | 2031 | 0.1014 | 0
EG_SOLARPV | INDIA | NR | RJ | 2021 | 0.3533 | 0.33467
EG_SOLARPV | INDIA | NR | RJ | 2022 | 5.3677 | 5.0846
EG_SOLARPV | INDIA | NR | RJ | 2023 | 8.6163 | 8.1619
EG_SOLARPV | INDIA | NR | RJ | 2024 | 10.3841 | 9.8365
EG_SOLARPV | INDIA | NR | RJ | 2025 | 4.2796 | 0
EG_SOLARPV | INDIA | NR | RJ | 2026 | 5.1355 | 0
EG_SOLARPV | INDIA | NR | RJ | 2027 | 5.1355 | 0
EG_SOLARPV | INDIA | NR | RJ | 2028 | 5.1355 | 0
EG_SOLARPV | INDIA | NR | RJ | 2029 | 5.1355 | 0
EG_SOLARPV | INDIA | NR | RJ | 2030 | 5.1355 | 0
EG_SOLARPV | INDIA | NR | RJ | 2031 | 5.1355 | 0
EG_SOLARPV | INDIA | SR | TN | 2021 | 0.50104 | 0.4876
EG_SOLARPV | INDIA | SR | TN | 2022 | 0.39314 | 0.3826
EG_SOLARPV | INDIA | SR | TN | 2023 | 0.31883 | 0.1989
EG_SOLARPV | INDIA | SR | TN | 2024 | 0.4251 | 0.3315
EG_SOLARPV | INDIA | SR | TN | 2025 | 0.53138 | 0
EG_SOLARPV | INDIA | SR | TN | 2026 | 0.63765 | 0
EG_SOLARPV | INDIA | SR | TN | 2027 | 0.63765 | 0
EG_SOLARPV | INDIA | SR | TN | 2028 | 0.63765 | 0
EG_SOLARPV | INDIA | SR | TN | 2029 | 0.63765 | 0
EG_SOLARPV | INDIA | SR | TN | 2030 | 0.63765 | 0
EG_SOLARPV | INDIA | SR | TN | 2031 | 0.63765 | 0
EG_SOLARPV | INDIA | SR | TS | 2021 | 0.45582 | 0.31561
EG_SOLARPV | INDIA | SR | TS | 2022 | 0.039861 | 0.0276
EG_SOLARPV | INDIA | SR | TS | 2023 | 0.36826 | 0.0414
EG_SOLARPV | INDIA | SR | TS | 2024 | 0.49102 | 0.069
EG_SOLARPV | INDIA | SR | TS | 2025 | 0.61377 | 0
EG_SOLARPV | INDIA | SR | TS | 2026 | 0.73653 | 0
EG_SOLARPV | INDIA | SR | TS | 2027 | 0.73653 | 0
EG_SOLARPV | INDIA | SR | TS | 2028 | 0.73653 | 0
EG_SOLARPV | INDIA | SR | TS | 2029 | 0.73653 | 0
EG_SOLARPV | INDIA | SR | TS | 2030 | 0.73653 | 0
EG_SOLARPV | INDIA | SR | TS | 2031 | 0.73653 | 0
EG_SOLARPV | INDIA | NR | UP | 2021 | 0.5724 | 0.5724
EG_SOLARPV | INDIA | NR | UP | 2022 | 0.289 | 0.289
EG_SOLARPV | INDIA | NR | UP | 2023 | 0.5335 | 0.5335
EG_SOLARPV | INDIA | NR | UP | 2024 | 0.7225 | 0.7225
EG_SOLARPV | INDIA | NR | UP | 2025 | 0.68655 | 0
EG_SOLARPV | INDIA | NR | UP | 2026 | 0.82386 | 0
EG_SOLARPV | INDIA | NR | UP | 2027 | 0.82386 | 0
EG_SOLARPV | INDIA | NR | UP | 2028 | 0.82386 | 0
EG_SOLARPV | INDIA | NR | UP | 2029 | 0.82386 | 0
EG_SOLARPV | INDIA | NR | UP | 2030 | 0.82386 | 0
EG_SOLARPV | INDIA | NR | UP | 2031 | 0.82386 | 0
EG_SOLARPV | INDIA | NR | UK | 2021 | 0.03751 | 0.03751
EG_SOLARPV | INDIA | NR | UK | 2022 | 0 | 0
EG_SOLARPV | INDIA | NR | UK | 2023 | 0.30313 | 0
EG_SOLARPV | INDIA | NR | UK | 2024 | 0.40417 | 0
EG_SOLARPV | INDIA | NR | UK | 2025 | 0.50521 | 0
EG_SOLARPV | INDIA | NR | UK | 2026 | 0.60626 | 0
EG_SOLARPV | INDIA | NR | UK | 2027 | 0.60626 | 0
EG_SOLARPV | INDIA | NR | UK | 2028 | 0.60626 | 0
EG_SOLARPV | INDIA | NR | UK | 2029 | 0.60626 | 0
EG_SOLARPV | INDIA | NR | UK | 2030 | 0.60626 | 0
EG_SOLARPV | INDIA | NR | UK | 2031 | 0.60626 | 0
EG_SOLARPV | INDIA | ER | WB | 2021 | 0.03538 | 0.03538
EG_SOLARPV | INDIA | ER | WB | 2022 | 0.006108 | 0.006108
EG_SOLARPV | INDIA | ER | WB | 2023 | 0.11295 | 0.009162
EG_SOLARPV | INDIA | ER | WB | 2024 | 0.1506 | 0.01527
EG_SOLARPV | INDIA | ER | WB | 2025 | 0.18825 | 0
EG_SOLARPV | INDIA | ER | WB | 2026 | 0.2259 | 0
EG_SOLARPV | INDIA | ER | WB | 2027 | 0.2259 | 0
EG_SOLARPV | INDIA | ER | WB | 2028 | 0.2259 | 0
EG_SOLARPV | INDIA | ER | WB | 2029 | 0.2259 | 0
EG_SOLARPV | INDIA | ER | WB | 2030 | 0.2259 | 0
EG_SOLARPV | INDIA | ER | WB | 2031 | 0.2259 | 0
EG_SOLARPV | INDIA | WR | UT | 2021 | 0.02912 | 0.02912
EG_SOLARPV | INDIA | WR | UT | 2022 | 0 | 0
EG_SOLARPV | INDIA | WR | UT | 2023 | 0 | 0
EG_SOLARPV | INDIA | WR | UT | 2024 | 0 | 0
EG_SOLARPV | INDIA | WR | UT | 2025 | 0 | 0
EG_SOLARPV | INDIA | WR | UT | 2026 | 0 | 0
EG_SOLARPV | INDIA | WR | UT | 2027 | 0 | 0
EG_SOLARPV | INDIA | WR | UT | 2028 | 0 | 0
EG_SOLARPV | INDIA | WR | UT | 2029 | 0 | 0
EG_SOLARPV | INDIA | WR | UT | 2030 | 0 | 0
EG_SOLARPV | INDIA | WR | UT | 2031 | 0 | 0
EG_SOLARPV | INDIA | NR | DL | 2021 | 0.02781 | 0.02781
EG_SOLARPV | INDIA | NR | DL | 2022 | 0.003 | 0.003
EG_SOLARPV | INDIA | NR | DL | 2023 | 0.036989 | 0
EG_SOLARPV | INDIA | NR | DL | 2024 | 0.049318 | 0
EG_SOLARPV | INDIA | NR | DL | 2025 | 0.061648 | 0
EG_SOLARPV | INDIA | NR | DL | 2026 | 0.073978 | 0
EG_SOLARPV | INDIA | NR | DL | 2027 | 0.073978 | 0
EG_SOLARPV | INDIA | NR | DL | 2028 | 0.073978 | 0
EG_SOLARPV | INDIA | NR | DL | 2029 | 0.073978 | 0
EG_SOLARPV | INDIA | NR | DL | 2030 | 0.073978 | 0
EG_SOLARPV | INDIA | NR | DL | 2031 | 0.073978 | 0
EG_WIND | INDIA | SR | AP | 2021 | 0.0042219 | 0.0042
EG_WIND | INDIA | SR | AP | 2022 | 0 | 0
EG_WIND | INDIA | SR | AP | 2023 | 0 | 0
EG_WIND | INDIA | SR | AP | 2024 | 0.58267 | 0
EG_WIND | INDIA | SR | AP | 2025 | 0.97112 | 0
EG_WIND | INDIA | SR | AP | 2026 | 1.3596 | 0
EG_WIND | INDIA | SR | AP | 2027 | 1.3596 | 0
EG_WIND | INDIA | SR | AP | 2028 | 1.3596 | 0
EG_WIND | INDIA | SR | AP | 2029 | 1.3596 | 0
EG_WIND | INDIA | SR | AP | 2030 | 1.3596 | 0
EG_WIND | INDIA | SR | AP | 2031 | 1.3596 | 0
EG_WIND | INDIA | NER | AS | 2021 | 0 | 0
EG_WIND | INDIA | NER | AS | 2022 | 0 | 0
EG_WIND | INDIA | NER | AS | 2023 | 0 | 0
EG_WIND | INDIA | NER | AS | 2024 | 0.0019136 | 0
EG_WIND | INDIA | NER | NE | 2021 | 0 | 0
EG_WIND | INDIA | NER | NE | 2022 | 0 | 0
EG_WIND | INDIA | NER | NE | 2023 | 0 | 0
EG_WIND | INDIA | NER | NE | 2024 | 0.0021391 | 0
EG_WIND | INDIA | NER | NE | 2025 | 0.0035652 | 0
EG_WIND | INDIA | NER | NE | 2026 | 0.0049913 | 0
EG_WIND | INDIA | NER | NE | 2027 | 0.0049913 | 0
EG_WIND | INDIA | NER | NE | 2028 | 0.0049913 | 0
EG_WIND | INDIA | NER | NE | 2029 | 0.0049913 | 0
EG_WIND | INDIA | NER | NE | 2030 | 0.0049913 | 0
EG_WIND | INDIA | NER | NE | 2031 | 0.0049913 | 0
EG_WIND | INDIA | NER | AS | 2025 | 0.0031893 | 0
EG_WIND | INDIA | NER | AS | 2026 | 0.004465 | 0
EG_WIND | INDIA | NER | AS | 2027 | 0.004465 | 0
EG_WIND | INDIA | NER | AS | 2028 | 0.004465 | 0
EG_WIND | INDIA | NER | AS | 2029 | 0.004465 | 0
EG_WIND | INDIA | NER | AS | 2030 | 0.004465 | 0
EG_WIND | INDIA | NER | AS | 2031 | 0.004465 | 0
EG_WIND | INDIA | ER | BR | 2021 | 0 | 0
EG_WIND | INDIA | ER | BR | 2022 | 0 | 0
EG_WIND | INDIA | ER | BR | 2023 | 0 | 0
EG_WIND | INDIA | ER | BR | 2024 | 0.028392 | 0
EG_WIND | INDIA | ER | BR | 2025 | 0.047321 | 0
EG_WIND | INDIA | ER | BR | 2026 | 0.066249 | 0
EG_WIND | INDIA | ER | BR | 2027 | 0.066249 | 0
EG_WIND | INDIA | ER | BR | 2028 | 0.066249 | 0
EG_WIND | INDIA | ER | BR | 2029 | 0.066249 | 0
EG_WIND | INDIA | ER | BR | 2030 | 0.066249 | 0
EG_WIND | INDIA | ER | BR | 2031 | 0.066249 | 0
EG_WIND | INDIA | WR | CG | 2021 | 0 | 0
EG_WIND | INDIA | WR | CG | 2022 | 0 | 0
EG_WIND | INDIA | WR | CG | 2023 | 0 | 0
EG_WIND | INDIA | WR | CG | 2024 | 0.002707 | 0
EG_WIND | INDIA | WR | CG | 2025 | 0.0045117 | 0
EG_WIND | INDIA | WR | CG | 2026 | 0.0063163 | 0
EG_WIND | INDIA | WR | CG | 2027 | 0.0063163 | 0
EG_WIND | INDIA | WR | CG | 2028 | 0.0063163 | 0
EG_WIND | INDIA | WR | CG | 2029 | 0.0063163 | 0
EG_WIND | INDIA | WR | CG | 2030 | 0.0063163 | 0
EG_WIND | INDIA | WR | CG | 2031 | 0.0063163 | 0
EG_WIND | INDIA | WR | GA | 2021 | 0 | 0
EG_WIND | INDIA | WR | GA | 2022 | 0 | 0
EG_WIND | INDIA | WR | GA | 2023 | 0 | 0
EG_WIND | INDIA | WR | GA | 2024 | 6.223e-05 | 0
EG_WIND | INDIA | WR | GA | 2025 | 0.00010372 | 0
EG_WIND | INDIA | WR | GA | 2026 | 0.0001452 | 0
EG_WIND | INDIA | WR | GA | 2027 | 0.0001452 | 0
EG_WIND | INDIA | WR | GA | 2028 | 0.0001452 | 0
EG_WIND | INDIA | WR | GA | 2029 | 0.0001452 | 0
EG_WIND | INDIA | WR | GA | 2030 | 0.0001452 | 0
EG_WIND | INDIA | WR | GA | 2031 | 0.0001452 | 0
EG_WIND | INDIA | WR | GJ | 2021 | 0.92992 | 0.7649
EG_WIND | INDIA | WR | GJ | 2022 | 2.421 | 1.9914
EG_WIND | INDIA | WR | GJ | 2023 | 2.098 | 1.7257
EG_WIND | INDIA | WR | GJ | 2024 | 2.4219 | 2.4219
EG_WIND | INDIA | WR | GJ | 2025 | 1.8482 | 0
EG_WIND | INDIA | WR | GJ | 2026 | 2.5875 | 0
EG_WIND | INDIA | WR | GJ | 2027 | 2.5875 | 0
EG_WIND | INDIA | WR | GJ | 2028 | 2.5875 | 0
EG_WIND | INDIA | WR | GJ | 2029 | 2.5875 | 0
EG_WIND | INDIA | WR | GJ | 2030 | 2.5875 | 0
EG_WIND | INDIA | WR | GJ | 2031 | 2.5875 | 0
EG_WIND | INDIA | NR | HR | 2021 | 0 | 0
EG_WIND | INDIA | NR | HR | 2022 | 0 | 0
EG_WIND | INDIA | NR | HR | 2023 | 0 | 0
EG_WIND | INDIA | NR | HR | 2024 | 0.0032593 | 0
EG_WIND | INDIA | NR | HR | 2025 | 0.0054321 | 0
EG_WIND | INDIA | NR | HR | 2026 | 0.007605 | 0
EG_WIND | INDIA | NR | HR | 2027 | 0.007605 | 0
EG_WIND | INDIA | NR | HR | 2028 | 0.007605 | 0
EG_WIND | INDIA | NR | HR | 2029 | 0.007605 | 0
EG_WIND | INDIA | NR | HR | 2030 | 0.007605 | 0
EG_WIND | INDIA | NR | HR | 2031 | 0.007605 | 0
EG_WIND | INDIA | NR | HP | 2021 | 0 | 0
EG_WIND | INDIA | NR | HP | 2022 | 0 | 0
EG_WIND | INDIA | NR | HP | 2023 | 0 | 0
EG_WIND | INDIA | NR | HP | 2024 | 0.0011746 | 0
EG_WIND | INDIA | NR | HP | 2025 | 0.0019576 | 0
EG_WIND | INDIA | NR | HP | 2026 | 0.0027407 | 0
EG_WIND | INDIA | NR | HP | 2027 | 0.0027407 | 0
EG_WIND | INDIA | NR | HP | 2028 | 0.0027407 | 0
EG_WIND | INDIA | NR | HP | 2029 | 0.0027407 | 0
EG_WIND | INDIA | NR | HP | 2030 | 0.0027407 | 0
EG_WIND | INDIA | NR | HP | 2031 | 0.0027407 | 0
EG_WIND | INDIA | NR | JK | 2021 | 0 | 0
EG_WIND | INDIA | NR | JK | 2022 | 0 | 0
EG_WIND | INDIA | NR | JK | 2023 | 0 | 0
EG_WIND | INDIA | NR | JK | 2024 | 2.3336e-05 | 0
EG_WIND | INDIA | NR | JK | 2025 | 3.8894e-05 | 0
EG_WIND | INDIA | NR | JK | 2026 | 5.4451e-05 | 0
EG_WIND | INDIA | NR | JK | 2027 | 5.4451e-05 | 0
EG_WIND | INDIA | NR | JK | 2028 | 5.4451e-05 | 0
EG_WIND | INDIA | NR | JK | 2029 | 5.4451e-05 | 0
EG_WIND | INDIA | NR | JK | 2030 | 5.4451e-05 | 0
EG_WIND | INDIA | NR | JK | 2031 | 5.4451e-05 | 0
EG_WIND | INDIA | ER | JH | 2021 | 0 | 0
EG_WIND | INDIA | ER | JH | 2022 | 0 | 0
EG_WIND | INDIA | ER | JH | 2023 | 0 | 0
EG_WIND | INDIA | ER | JH | 2024 | 0 | 0
EG_WIND | INDIA | ER | JH | 2025 | 0 | 0
EG_WIND | INDIA | ER | JH | 2026 | 0 | 0
EG_WIND | INDIA | ER | JH | 2027 | 0 | 0
EG_WIND | INDIA | ER | JH | 2028 | 0 | 0
EG_WIND | INDIA | ER | JH | 2029 | 0 | 0
EG_WIND | INDIA | ER | JH | 2030 | 0 | 0
EG_WIND | INDIA | ER | JH | 2031 | 0 | 0
EG_WIND | INDIA | SR | KA | 2021 | 0.12459 | 0.122
EG_WIND | INDIA | SR | KA | 2022 | 0.24375 | 0.23868
EG_WIND | INDIA | SR | KA | 2023 | 0.672 | 0.65802
EG_WIND | INDIA | SR | KA | 2024 | 0.96577 | 0.5967
EG_WIND | INDIA | SR | KA | 2025 | 1.6096 | 0
EG_WIND | INDIA | SR | KA | 2026 | 2.2535 | 0
EG_WIND | INDIA | SR | KA | 2027 | 2.2535 | 0
EG_WIND | INDIA | SR | KA | 2028 | 2.2535 | 0
EG_WIND | INDIA | SR | KA | 2029 | 2.2535 | 0
EG_WIND | INDIA | SR | KA | 2030 | 2.2535 | 0
EG_WIND | INDIA | SR | KA | 2031 | 2.2535 | 0
EG_WIND | INDIA | SR | KL | 2021 | 0 | 0
EG_WIND | INDIA | SR | KL | 2022 | 0.3 | 0.3
EG_WIND | INDIA | SR | KL | 2023 | 0 | 0
EG_WIND | INDIA | SR | KL | 2024 | 0.017977 | 0
EG_WIND | INDIA | SR | KL | 2025 | 0.029961 | 0
EG_WIND | INDIA | SR | KL | 2026 | 0.041945 | 0
EG_WIND | INDIA | SR | KL | 2027 | 0.041945 | 0
EG_WIND | INDIA | SR | KL | 2028 | 0.041945 | 0
EG_WIND | INDIA | SR | KL | 2029 | 0.041945 | 0
EG_WIND | INDIA | SR | KL | 2030 | 0.041945 | 0
EG_WIND | INDIA | SR | KL | 2031 | 0.041945 | 0
EG_WIND | INDIA | WR | MP | 2021 | 0 | 0
EG_WIND | INDIA | WR | MP | 2022 | 0.0491 | 0.0448
EG_WIND | INDIA | WR | MP | 2023 | 0.40244 | 0.3672
EG_WIND | INDIA | WR | MP | 2024 | 0.21205 | 0.212
EG_WIND | INDIA | WR | MP | 2025 | 0.19971 | 0
EG_WIND | INDIA | WR | MP | 2026 | 0.27959 | 0
EG_WIND | INDIA | WR | MP | 2027 | 0.27959 | 0
EG_WIND | INDIA | WR | MP | 2028 | 0.27959 | 0
EG_WIND | INDIA | WR | MP | 2029 | 0.27959 | 0
EG_WIND | INDIA | WR | MP | 2030 | 0.27959 | 0
EG_WIND | INDIA | WR | MP | 2031 | 0.27959 | 0
EG_WIND | INDIA | WR | MH | 2021 | 0 | 0
EG_WIND | INDIA | WR | MH | 2022 | 0.024638 | 0.020854
EG_WIND | INDIA | WR | MH | 2023 | 0.42021 | 0.35568
EG_WIND | INDIA | WR | MH | 2024 | 0.76397 | 0.052135
EG_WIND | INDIA | WR | MH | 2025 | 1.2733 | 0
EG_WIND | INDIA | WR | MH | 2026 | 1.7826 | 0
EG_WIND | INDIA | WR | MH | 2027 | 1.7826 | 0
EG_WIND | INDIA | WR | MH | 2028 | 1.7826 | 0
EG_WIND | INDIA | WR | MH | 2029 | 1.7826 | 0
EG_WIND | INDIA | WR | MH | 2030 | 1.7826 | 0
EG_WIND | INDIA | WR | MH | 2031 | 1.7826 | 0
EG_WIND | INDIA | ER | OD | 2021 | 0 | 0
EG_WIND | INDIA | ER | OD | 2022 | 0 | 0
EG_WIND | INDIA | ER | OD | 2023 | 0 | 0
EG_WIND | INDIA | ER | OD | 2024 | 0.064921 | 0
EG_WIND | INDIA | ER | OD | 2025 | 0.1082 | 0
EG_WIND | INDIA | ER | OD | 2026 | 0.15148 | 0
EG_WIND | INDIA | ER | OD | 2027 | 0.15148 | 0
EG_WIND | INDIA | ER | OD | 2028 | 0.15148 | 0
EG_WIND | INDIA | ER | OD | 2029 | 0.15148 | 0
EG_WIND | INDIA | ER | OD | 2030 | 0.15148 | 0
EG_WIND | INDIA | ER | OD | 2031 | 0.15148 | 0
EG_WIND | INDIA | NR | PB | 2021 | 0 | 0
EG_WIND | INDIA | NR | PB | 2022 | 0 | 0
EG_WIND | INDIA | NR | PB | 2023 | 0 | 0
EG_WIND | INDIA | NR | PB | 2024 | 0.0021625 | 0
EG_WIND | INDIA | NR | PB | 2025 | 0.0036041 | 0
EG_WIND | INDIA | NR | PB | 2026 | 0.0050458 | 0
EG_WIND | INDIA | NR | PB | 2027 | 0.0050458 | 0
EG_WIND | INDIA | NR | PB | 2028 | 0.0050458 | 0
EG_WIND | INDIA | NR | PB | 2029 | 0.0050458 | 0
EG_WIND | INDIA | NR | PB | 2030 | 0.0050458 | 0
EG_WIND | INDIA | NR | PB | 2031 | 0.0050458 | 0
EG_WIND | INDIA | NR | RJ | 2021 | 0.027659 | 0.0271
EG_WIND | INDIA | NR | RJ | 2022 | 0.0023026 | 0.002256
EG_WIND | INDIA | NR | RJ | 2023 | 0.0034539 | 0.003384
EG_WIND | INDIA | NR | RJ | 2024 | 0.99378 | 0.00564
EG_WIND | INDIA | NR | RJ | 2025 | 1.6563 | 0
EG_WIND | INDIA | NR | RJ | 2026 | 2.3188 | 0
EG_WIND | INDIA | NR | RJ | 2027 | 2.3188 | 0
EG_WIND | INDIA | NR | RJ | 2028 | 2.3188 | 0
EG_WIND | INDIA | NR | RJ | 2029 | 2.3188 | 0
EG_WIND | INDIA | NR | RJ | 2030 | 2.3188 | 0
EG_WIND | INDIA | NR | RJ | 2031 | 2.3188 | 0
EG_WIND | INDIA | SR | TN | 2021 | 0.1756 | 0.1272
EG_WIND | INDIA | SR | TN | 2022 | 0.082832 | 0.06
EG_WIND | INDIA | SR | TN | 2023 | 0.81451 | 0.59
EG_WIND | INDIA | SR | TN | 2024 | 0.53479 | 0.15
EG_WIND | INDIA | SR | TN | 2025 | 0.89131 | 0
EG_WIND | INDIA | SR | TN | 2026 | 1.2478 | 0
EG_WIND | INDIA | SR | TN | 2027 | 1.2478 | 0
EG_WIND | INDIA | SR | TN | 2028 | 1.2478 | 0
EG_WIND | INDIA | SR | TN | 2029 | 1.2478 | 0
EG_WIND | INDIA | SR | TN | 2030 | 1.2478 | 0
EG_WIND | INDIA | SR | TN | 2031 | 1.2478 | 0
EG_WIND | INDIA | SR | TS | 2021 | 0 | 0
EG_WIND | INDIA | SR | TS | 2022 | 0 | 0
EG_WIND | INDIA | SR | TS | 2023 | 0 | 0
EG_WIND | INDIA | SR | TS | 2024 | 0.19318 | 0
EG_WIND | INDIA | SR | TS | 2025 | 0.32197 | 0
EG_WIND | INDIA | SR | TS | 2026 | 0.45076 | 0
EG_WIND | INDIA | SR | TS | 2027 | 0.45076 | 0
EG_WIND | INDIA | SR | TS | 2028 | 0.45076 | 0
EG_WIND | INDIA | SR | TS | 2029 | 0.45076 | 0
EG_WIND | INDIA | SR | TS | 2030 | 0.45076 | 0
EG_WIND | INDIA | SR | TS | 2031 | 0.45076 | 0
EG_WIND | INDIA | NR | UP | 2021 | 0 | 0
EG_WIND | INDIA | NR | UP | 2022 | 0 | 0
EG_WIND | INDIA | NR | UP | 2023 | 0 | 0
EG_WIND | INDIA | NR | UP | 2024 | 0.00078565 | 0
EG_WIND | INDIA | NR | UP | 2025 | 0.0013094 | 0
EG_WIND | INDIA | NR | UP | 2026 | 0.0018332 | 0
EG_WIND | INDIA | NR | UP | 2027 | 0.0018332 | 0
EG_WIND | INDIA | NR | UP | 2028 | 0.0018332 | 0
EG_WIND | INDIA | NR | UP | 2029 | 0.0018332 | 0
EG_WIND | INDIA | NR | UP | 2030 | 0.0018332 | 0
EG_WIND | INDIA | NR | UP | 2031 | 0.0018332 | 0
EG_WIND | INDIA | NR | UK | 2021 | 0 | 0
EG_WIND | INDIA | NR | UK | 2022 | 0 | 0
EG_WIND | INDIA | NR | UK | 2023 | 0 | 0
EG_WIND | INDIA | NR | UK | 2024 | 0.00042005 | 0
EG_WIND | INDIA | NR | UK | 2025 | 0.00070009 | 0
EG_WIND | INDIA | NR | UK | 2026 | 0.00098012 | 0
EG_WIND | INDIA | NR | UK | 2027 | 0.00098012 | 0
EG_WIND | INDIA | NR | UK | 2028 | 0.00098012 | 0
EG_WIND | INDIA | NR | UK | 2029 | 0.00098012 | 0
EG_WIND | INDIA | NR | UK | 2030 | 0.00098012 | 0
EG_WIND | INDIA | NR | UK | 2031 | 0.00098012 | 0
EG_WIND | INDIA | ER | WB | 2021 | 0 | 0
EG_WIND | INDIA | ER | WB | 2022 | 0.0004 | 0.0004
EG_WIND | INDIA | ER | WB | 2023 | 0.0006 | 0.0006
EG_WIND | INDIA | ER | WB | 2024 | 0.0081677 | 0.001
EG_WIND | INDIA | ER | WB | 2025 | 0.013613 | 0
EG_WIND | INDIA | ER | WB | 2026 | 0.019058 | 0
EG_WIND | INDIA | ER | WB | 2027 | 0.019058 | 0
EG_WIND | INDIA | ER | WB | 2028 | 0.019058 | 0
EG_WIND | INDIA | ER | WB | 2029 | 0.019058 | 0
EG_WIND | INDIA | ER | WB | 2030 | 0.019058 | 0
EG_WIND | INDIA | ER | WB | 2031 | 0.019058 | 0
EG_WIND | INDIA | WR | UT | 2021 | 0 | 0
EG_WIND | INDIA | WR | UT | 2022 | 0 | 0
EG_WIND | INDIA | WR | UT | 2023 | 0 | 0
EG_WIND | INDIA | WR | UT | 2024 | 0.0029715 | 0
EG_WIND | INDIA | WR | UT | 2025 | 0.0049525 | 0
EG_WIND | INDIA | WR | UT | 2026 | 0.0069334 | 0
EG_WIND | INDIA | WR | UT | 2027 | 0.0069334 | 0
EG_WIND | INDIA | WR | UT | 2028 | 0.0069334 | 0
EG_WIND | INDIA | WR | UT | 2029 | 0.0069334 | 0
EG_WIND | INDIA | WR | UT | 2030 | 0.0069334 | 0
EG_WIND | INDIA | WR | UT | 2031 | 0.0069334 | 0
EG_WIND | INDIA | NR | DL | 2021 | 0 | 0
EG_WIND | INDIA | NR | DL | 2022 | 0 | 0
EG_WIND | INDIA | NR | DL | 2023 | 0 | 0
EG_WIND | INDIA | NR | DL | 2024 | 0 | 0
EG_WIND | INDIA | NR | DL | 2025 | 0 | 0
EG_WIND | INDIA | NR | DL | 2026 | 0 | 0
EG_WIND | INDIA | NR | DL | 2027 | 0 | 0
EG_WIND | INDIA | NR | DL | 2028 | 0 | 0
EG_WIND | INDIA | NR | DL | 2029 | 0 | 0
EG_WIND | INDIA | NR | DL | 2030 | 0 | 0
EG_WIND | INDIA | NR | DL | 2031 | 0 | 0
EG_PHWR | INDIA | SR | AP | 2021 | 0 | 0
EG_PHWR | INDIA | SR | AP | 2022 | 0 | 0
EG_PHWR | INDIA | SR | AP | 2023 | 0 | 0
EG_PHWR | INDIA | SR | AP | 2024 | 0 | 0
EG_PHWR | INDIA | SR | AP | 2025 | 0 | 0
EG_PHWR | INDIA | SR | AP | 2026 | 0 | 0
EG_PHWR | INDIA | SR | AP | 2027 | 0 | 0
EG_PHWR | INDIA | SR | AP | 2028 | 0 | 0
EG_PHWR | INDIA | SR | AP | 2029 | 0 | 0
EG_PHWR | INDIA | SR | AP | 2030 | 0 | 0
EG_PHWR | INDIA | SR | AP | 2031 | 0 | 0
EG_PHWR | INDIA | NER | AS | 2021 | 0 | 0
EG_PHWR | INDIA | NER | AS | 2022 | 0 | 0
EG_PHWR | INDIA | NER | AS | 2023 | 0 | 0
EG_PHWR | INDIA | NER | AS | 2024 | 0 | 0
EG_PHWR | INDIA | NER | NE | 2021 | 0 | 0
EG_PHWR | INDIA | NER | NE | 2022 | 0 | 0
EG_PHWR | INDIA | NER | NE | 2023 | 0 | 0
EG_PHWR | INDIA | NER | NE | 2024 | 0 | 0
EG_PHWR | INDIA | NER | NE | 2025 | 0 | 0
EG_PHWR | INDIA | NER | NE | 2026 | 0 | 0
EG_PHWR | INDIA | NER | NE | 2027 | 0 | 0
EG_PHWR | INDIA | NER | NE | 2028 | 0 | 0
EG_PHWR | INDIA | NER | NE | 2029 | 0 | 0
EG_PHWR | INDIA | NER | NE | 2030 | 0 | 0
EG_PHWR | INDIA | NER | NE | 2031 | 0 | 0
EG_PHWR | INDIA | NER | AS | 2025 | 0 | 0
EG_PHWR | INDIA | NER | AS | 2026 | 0 | 0
EG_PHWR | INDIA | NER | AS | 2027 | 0 | 0
EG_PHWR | INDIA | NER | AS | 2028 | 0 | 0
EG_PHWR | INDIA | NER | AS | 2029 | 0 | 0
EG_PHWR | INDIA | NER | AS | 2030 | 0 | 0
EG_PHWR | INDIA | NER | AS | 2031 | 0 | 0
EG_PHWR | INDIA | ER | BR | 2021 | 0 | 0
EG_PHWR | INDIA | ER | BR | 2022 | 0 | 0
EG_PHWR | INDIA | ER | BR | 2023 | 0 | 0
EG_PHWR | INDIA | ER | BR | 2024 | 0 | 0
EG_PHWR | INDIA | ER | BR | 2025 | 0 | 0
EG_PHWR | INDIA | ER | BR | 2026 | 0 | 0
EG_PHWR | INDIA | ER | BR | 2027 | 0 | 0
EG_PHWR | INDIA | ER | BR | 2028 | 0 | 0
EG_PHWR | INDIA | ER | BR | 2029 | 0 | 0
EG_PHWR | INDIA | ER | BR | 2030 | 0 | 0
EG_PHWR | INDIA | ER | BR | 2031 | 0 | 0
EG_PHWR | INDIA | WR | CG | 2021 | 0 | 0
EG_PHWR | INDIA | WR | CG | 2022 | 0 | 0
EG_PHWR | INDIA | WR | CG | 2023 | 0 | 0
EG_PHWR | INDIA | WR | CG | 2024 | 0 | 0
EG_PHWR | INDIA | WR | CG | 2025 | 0 | 0
EG_PHWR | INDIA | WR | CG | 2026 | 0 | 0
EG_PHWR | INDIA | WR | CG | 2027 | 0 | 0
EG_PHWR | INDIA | WR | CG | 2028 | 0 | 0
EG_PHWR | INDIA | WR | CG | 2029 | 0 | 0
EG_PHWR | INDIA | WR | CG | 2030 | 0 | 0
EG_PHWR | INDIA | WR | CG | 2031 | 0 | 0
EG_PHWR | INDIA | WR | GA | 2021 | 0 | 0
EG_PHWR | INDIA | WR | GA | 2022 | 0 | 0
EG_PHWR | INDIA | WR | GA | 2023 | 0 | 0
EG_PHWR | INDIA | WR | GA | 2024 | 0 | 0
EG_PHWR | INDIA | WR | GA | 2025 | 0 | 0
EG_PHWR | INDIA | WR | GA | 2026 | 0 | 0
EG_PHWR | INDIA | WR | GA | 2027 | 0 | 0
EG_PHWR | INDIA | WR | GA | 2028 | 0 | 0
EG_PHWR | INDIA | WR | GA | 2029 | 0 | 0
EG_PHWR | INDIA | WR | GA | 2030 | 0 | 0
EG_PHWR | INDIA | WR | GA | 2031 | 0 | 0
EG_PHWR | INDIA | WR | GJ | 2021 | 0 | 0
EG_PHWR | INDIA | WR | GJ | 2022 | 0.7 | 0.7
EG_PHWR | INDIA | WR | GJ | 2023 | 0 | 0
EG_PHWR | INDIA | WR | GJ | 2024 | 0.7 | 0.7
EG_PHWR | INDIA | WR | GJ | 2025 | 0 | 0
EG_PHWR | INDIA | WR | GJ | 2026 | 0 | 0
EG_PHWR | INDIA | WR | GJ | 2027 | 0 | 0
EG_PHWR | INDIA | WR | GJ | 2028 | 0 | 0
EG_PHWR | INDIA | WR | GJ | 2029 | 0 | 0
EG_PHWR | INDIA | WR | GJ | 2030 | 0 | 0
EG_PHWR | INDIA | WR | GJ | 2031 | 0 | 0
EG_PHWR | INDIA | NR | HR | 2021 | 0 | 0
EG_PHWR | INDIA | NR | HR | 2022 | 0 | 0
EG_PHWR | INDIA | NR | HR | 2023 | 0 | 0
EG_PHWR | INDIA | NR | HR | 2024 | 0 | 0
EG_PHWR | INDIA | NR | HR | 2025 | 0 | 0
EG_PHWR | INDIA | NR | HR | 2026 | 0 | 0
EG_PHWR | INDIA | NR | HR | 2027 | 0 | 0
EG_PHWR | INDIA | NR | HR | 2028 | 0 | 0
EG_PHWR | INDIA | NR | HR | 2029 | 0 | 0
EG_PHWR | INDIA | NR | HR | 2030 | 0 | 0
EG_PHWR | INDIA | NR | HR | 2031 | 0 | 0
EG_PHWR | INDIA | NR | HP | 2021 | 0 | 0
EG_PHWR | INDIA | NR | HP | 2022 | 0 | 0
EG_PHWR | INDIA | NR | HP | 2023 | 0 | 0
EG_PHWR | INDIA | NR | HP | 2024 | 0 | 0
EG_PHWR | INDIA | NR | HP | 2025 | 0 | 0
EG_PHWR | INDIA | NR | HP | 2026 | 0 | 0
EG_PHWR | INDIA | NR | HP | 2027 | 0 | 0
EG_PHWR | INDIA | NR | HP | 2028 | 0 | 0
EG_PHWR | INDIA | NR | HP | 2029 | 0 | 0
EG_PHWR | INDIA | NR | HP | 2030 | 0 | 0
EG_PHWR | INDIA | NR | HP | 2031 | 0 | 0
EG_PHWR | INDIA | NR | JK | 2021 | 0 | 0
EG_PHWR | INDIA | NR | JK | 2022 | 0 | 0
EG_PHWR | INDIA | NR | JK | 2023 | 0 | 0
EG_PHWR | INDIA | NR | JK | 2024 | 0 | 0
EG_PHWR | INDIA | NR | JK | 2025 | 0 | 0
EG_PHWR | INDIA | NR | JK | 2026 | 0 | 0
EG_PHWR | INDIA | NR | JK | 2027 | 0 | 0
EG_PHWR | INDIA | NR | JK | 2028 | 0 | 0
EG_PHWR | INDIA | NR | JK | 2029 | 0 | 0
EG_PHWR | INDIA | NR | JK | 2030 | 0 | 0
EG_PHWR | INDIA | NR | JK | 2031 | 0 | 0
EG_PHWR | INDIA | ER | JH | 2021 | 0 | 0
EG_PHWR | INDIA | ER | JH | 2022 | 0 | 0
EG_PHWR | INDIA | ER | JH | 2023 | 0 | 0
EG_PHWR | INDIA | ER | JH | 2024 | 0 | 0
EG_PHWR | INDIA | ER | JH | 2025 | 0 | 0
EG_PHWR | INDIA | ER | JH | 2026 | 0 | 0
EG_PHWR | INDIA | ER | JH | 2027 | 0 | 0
EG_PHWR | INDIA | ER | JH | 2028 | 0 | 0
EG_PHWR | INDIA | ER | JH | 2029 | 0 | 0
EG_PHWR | INDIA | ER | JH | 2030 | 0 | 0
EG_PHWR | INDIA | ER | JH | 2031 | 0 | 0
EG_PHWR | INDIA | SR | KA | 2021 | 0 | 0
EG_PHWR | INDIA | SR | KA | 2022 | 0 | 0
EG_PHWR | INDIA | SR | KA | 2023 | 0 | 0
EG_PHWR | INDIA | SR | KA | 2024 | 0 | 0
EG_PHWR | INDIA | SR | KA | 2025 | 0 | 0
EG_PHWR | INDIA | SR | KA | 2026 | 0 | 0
EG_PHWR | INDIA | SR | KA | 2027 | 0 | 0
EG_PHWR | INDIA | SR | KA | 2028 | 0 | 0
EG_PHWR | INDIA | SR | KA | 2029 | 0 | 0
EG_PHWR | INDIA | SR | KA | 2030 | 0 | 0
EG_PHWR | INDIA | SR | KA | 2031 | 0 | 0
EG_PHWR | INDIA | SR | KL | 2021 | 0 | 0
EG_PHWR | INDIA | SR | KL | 2022 | 0 | 0
EG_PHWR | INDIA | SR | KL | 2023 | 0 | 0
EG_PHWR | INDIA | SR | KL | 2024 | 0 | 0
EG_PHWR | INDIA | SR | KL | 2025 | 0 | 0
EG_PHWR | INDIA | SR | KL | 2026 | 0 | 0
EG_PHWR | INDIA | SR | KL | 2027 | 0 | 0
EG_PHWR | INDIA | SR | KL | 2028 | 0 | 0
EG_PHWR | INDIA | SR | KL | 2029 | 0 | 0
EG_PHWR | INDIA | SR | KL | 2030 | 0 | 0
EG_PHWR | INDIA | SR | KL | 2031 | 0 | 0
EG_PHWR | INDIA | WR | MP | 2021 | 0 | 0
EG_PHWR | INDIA | WR | MP | 2022 | 0 | 0
EG_PHWR | INDIA | WR | MP | 2023 | 0 | 0
EG_PHWR | INDIA | WR | MP | 2024 | 0 | 0
EG_PHWR | INDIA | WR | MP | 2025 | 0 | 0
EG_PHWR | INDIA | WR | MP | 2026 | 0 | 0
EG_PHWR | INDIA | WR | MP | 2027 | 0 | 0
EG_PHWR | INDIA | WR | MP | 2028 | 0 | 0
EG_PHWR | INDIA | WR | MP | 2029 | 0 | 0
EG_PHWR | INDIA | WR | MP | 2030 | 0 | 0
EG_PHWR | INDIA | WR | MP | 2031 | 0 | 0
EG_PHWR | INDIA | WR | MH | 2021 | 0 | 0
EG_PHWR | INDIA | WR | MH | 2022 | 0 | 0
EG_PHWR | INDIA | WR | MH | 2023 | 0 | 0
EG_PHWR | INDIA | WR | MH | 2024 | 0 | 0
EG_PHWR | INDIA | WR | MH | 2025 | 0 | 0
EG_PHWR | INDIA | WR | MH | 2026 | 0 | 0
EG_PHWR | INDIA | WR | MH | 2027 | 0 | 0
EG_PHWR | INDIA | WR | MH | 2028 | 0 | 0
EG_PHWR | INDIA | WR | MH | 2029 | 0 | 0
EG_PHWR | INDIA | WR | MH | 2030 | 0 | 0
EG_PHWR | INDIA | WR | MH | 2031 | 0 | 0
EG_PHWR | INDIA | ER | OD | 2021 | 0 | 0
EG_PHWR | INDIA | ER | OD | 2022 | 0 | 0
EG_PHWR | INDIA | ER | OD | 2023 | 0 | 0
EG_PHWR | INDIA | ER | OD | 2024 | 0 | 0
EG_PHWR | INDIA | ER | OD | 2025 | 0 | 0
EG_PHWR | INDIA | ER | OD | 2026 | 0 | 0
EG_PHWR | INDIA | ER | OD | 2027 | 0 | 0
EG_PHWR | INDIA | ER | OD | 2028 | 0 | 0
EG_PHWR | INDIA | ER | OD | 2029 | 0 | 0
EG_PHWR | INDIA | ER | OD | 2030 | 0 | 0
EG_PHWR | INDIA | ER | OD | 2031 | 0 | 0
EG_PHWR | INDIA | NR | PB | 2021 | 0 | 0
EG_PHWR | INDIA | NR | PB | 2022 | 0 | 0
EG_PHWR | INDIA | NR | PB | 2023 | 0 | 0
EG_PHWR | INDIA | NR | PB | 2024 | 0 | 0
EG_PHWR | INDIA | NR | PB | 2025 | 0 | 0
EG_PHWR | INDIA | NR | PB | 2026 | 0 | 0
EG_PHWR | INDIA | NR | PB | 2027 | 0 | 0
EG_PHWR | INDIA | NR | PB | 2028 | 0 | 0
EG_PHWR | INDIA | NR | PB | 2029 | 0 | 0
EG_PHWR | INDIA | NR | PB | 2030 | 0 | 0
EG_PHWR | INDIA | NR | PB | 2031 | 0 | 0
EG_PHWR | INDIA | NR | RJ | 2021 | 0 | 0
EG_PHWR | INDIA | NR | RJ | 2022 | 0 | 0
EG_PHWR | INDIA | NR | RJ | 2023 | 0.7 | 0.7
EG_PHWR | INDIA | NR | RJ | 2024 | 0 | 0
EG_PHWR | INDIA | NR | RJ | 2025 | 0.7 | 0.7
EG_PHWR | INDIA | NR | RJ | 2026 | 0 | 0
EG_PHWR | INDIA | NR | RJ | 2027 | 0 | 0
EG_PHWR | INDIA | NR | RJ | 2028 | 0 | 0
EG_PHWR | INDIA | NR | RJ | 2029 | 0 | 0
EG_PHWR | INDIA | NR | RJ | 2030 | 0 | 0
EG_PHWR | INDIA | NR | RJ | 2031 | 0 | 0
EG_PHWR | INDIA | SR | TN | 2021 | 0 | 0
EG_PHWR | INDIA | SR | TN | 2022 | 0 | 0
EG_PHWR | INDIA | SR | TN | 2023 | 0 | 0
EG_PHWR | INDIA | SR | TN | 2024 | 0 | 0
EG_PHWR | INDIA | SR | TN | 2025 | 0 | 0
EG_PHWR | INDIA | SR | TN | 2026 | 0 | 0
EG_PHWR | INDIA | SR | TN | 2027 | 1 | 1
EG_PHWR | INDIA | SR | TN | 2028 | 1 | 1
EG_PHWR | INDIA | SR | TN | 2029 | 0 | 0
EG_PHWR | INDIA | SR | TN | 2030 | 0 | 0
EG_PHWR | INDIA | SR | TN | 2031 | 0 | 0
EG_PHWR | INDIA | SR | TS | 2021 | 0 | 0
EG_PHWR | INDIA | SR | TS | 2022 | 0 | 0
EG_PHWR | INDIA | SR | TS | 2023 | 0 | 0
EG_PHWR | INDIA | SR | TS | 2024 | 0 | 0
EG_PHWR | INDIA | SR | TS | 2025 | 0 | 0
EG_PHWR | INDIA | SR | TS | 2026 | 0 | 0
EG_PHWR | INDIA | SR | TS | 2027 | 0 | 0
EG_PHWR | INDIA | SR | TS | 2028 | 0 | 0
EG_PHWR | INDIA | SR | TS | 2029 | 0 | 0
EG_PHWR | INDIA | SR | TS | 2030 | 0 | 0
EG_PHWR | INDIA | SR | TS | 2031 | 0 | 0
EG_PHWR | INDIA | NR | UP | 2021 | 0 | 0
EG_PHWR | INDIA | NR | UP | 2022 | 0 | 0
EG_PHWR | INDIA | NR | UP | 2023 | 0 | 0
EG_PHWR | INDIA | NR | UP | 2024 | 0 | 0
EG_PHWR | INDIA | NR | UP | 2025 | 0 | 0
EG_PHWR | INDIA | NR | UP | 2026 | 0 | 0
EG_PHWR | INDIA | NR | UP | 2027 | 0 | 0
EG_PHWR | INDIA | NR | UP | 2028 | 0 | 0
EG_PHWR | INDIA | NR | UP | 2029 | 0 | 0
EG_PHWR | INDIA | NR | UP | 2030 | 0 | 0
EG_PHWR | INDIA | NR | UP | 2031 | 0 | 0
EG_PHWR | INDIA | NR | UK | 2021 | 0 | 0
EG_PHWR | INDIA | NR | UK | 2022 | 0 | 0
EG_PHWR | INDIA | NR | UK | 2023 | 0 | 0
EG_PHWR | INDIA | NR | UK | 2024 | 0 | 0
EG_PHWR | INDIA | NR | UK | 2025 | 0 | 0
EG_PHWR | INDIA | NR | UK | 2026 | 0 | 0
EG_PHWR | INDIA | NR | UK | 2027 | 0 | 0
EG_PHWR | INDIA | NR | UK | 2028 | 0 | 0
EG_PHWR | INDIA | NR | UK | 2029 | 0 | 0
EG_PHWR | INDIA | NR | UK | 2030 | 0 | 0
EG_PHWR | INDIA | NR | UK | 2031 | 0 | 0
EG_PHWR | INDIA | ER | WB | 2021 | 0 | 0
EG_PHWR | INDIA | ER | WB | 2022 | 0 | 0
EG_PHWR | INDIA | ER | WB | 2023 | 0 | 0
EG_PHWR | INDIA | ER | WB | 2024 | 0 | 0
EG_PHWR | INDIA | ER | WB | 2025 | 0 | 0
EG_PHWR | INDIA | ER | WB | 2026 | 0 | 0
EG_PHWR | INDIA | ER | WB | 2027 | 0 | 0
EG_PHWR | INDIA | ER | WB | 2028 | 0 | 0
EG_PHWR | INDIA | ER | WB | 2029 | 0 | 0
EG_PHWR | INDIA | ER | WB | 2030 | 0 | 0
EG_PHWR | INDIA | ER | WB | 2031 | 0 | 0
EG_PHWR | INDIA | WR | UT | 2021 | 0 | 0
EG_PHWR | INDIA | WR | UT | 2022 | 0 | 0
EG_PHWR | INDIA | WR | UT | 2023 | 0 | 0
EG_PHWR | INDIA | WR | UT | 2024 | 0 | 0
EG_PHWR | INDIA | WR | UT | 2025 | 0 | 0
EG_PHWR | INDIA | WR | UT | 2026 | 0 | 0
EG_PHWR | INDIA | WR | UT | 2027 | 0 | 0
EG_PHWR | INDIA | WR | UT | 2028 | 0 | 0
EG_PHWR | INDIA | WR | UT | 2029 | 0 | 0
EG_PHWR | INDIA | WR | UT | 2030 | 0 | 0
EG_PHWR | INDIA | WR | UT | 2031 | 0 | 0
EG_PHWR | INDIA | NR | DL | 2021 | 0 | 0
EG_PHWR | INDIA | NR | DL | 2022 | 0 | 0
EG_PHWR | INDIA | NR | DL | 2023 | 0 | 0
EG_PHWR | INDIA | NR | DL | 2024 | 0 | 0
EG_PHWR | INDIA | NR | DL | 2025 | 0 | 0
EG_PHWR | INDIA | NR | DL | 2026 | 0 | 0
EG_PHWR | INDIA | NR | DL | 2027 | 0 | 0
EG_PHWR | INDIA | NR | DL | 2028 | 0 | 0
EG_PHWR | INDIA | NR | DL | 2029 | 0 | 0
EG_PHWR | INDIA | NR | DL | 2030 | 0 | 0
EG_PHWR | INDIA | NR | DL | 2031 | 0 | 0
EG_LH | INDIA | SR | AP | 2021 | 0 | 0
EG_LH | INDIA | SR | AP | 2022 | 0.16019 | 0.16
EG_LH | INDIA | SR | AP | 2023 | 0.16019 | 0.16
EG_LH | INDIA | SR | AP | 2024 | 0.16019 | 0.16
EG_LH | INDIA | SR | AP | 2025 | 0.16019 | 0.16
EG_LH | INDIA | SR | AP | 2026 | 0.16019 | 0.16
EG_LH | INDIA | SR | AP | 2027 | 0.16019 | 0.16
EG_LH | INDIA | SR | AP | 2028 | 0 | 0
EG_LH | INDIA | SR | AP | 2029 | 0 | 0
EG_LH | INDIA | SR | AP | 2030 | 0 | 0
EG_LH | INDIA | SR | AP | 2031 | 0 | 0
EG_LH | INDIA | NER | AS | 2021 | 0 | 0
EG_LH | INDIA | NER | AS | 2022 | 0.33333 | 0.33333
EG_LH | INDIA | NER | AS | 2023 | 0.33333 | 0.33333
EG_LH | INDIA | NER | AS | 2024 | 0.33333 | 0.33333
EG_LH | INDIA | NER | NE | 2021 | 0.431 | 0.431
EG_LH | INDIA | NER | NE | 2022 | 0.19167 | 0.19167
EG_LH | INDIA | NER | NE | 2023 | 0.19167 | 0.19167
EG_LH | INDIA | NER | NE | 2024 | 0.19167 | 0.19167
EG_LH | INDIA | NER | NE | 2025 | 0.19167 | 0.19167
EG_LH | INDIA | NER | NE | 2026 | 0.19167 | 0.19167
EG_LH | INDIA | NER | NE | 2027 | 0.9178 | 0.19167
EG_LH | INDIA | NER | NE | 2028 | 0.9178 | 0
EG_LH | INDIA | NER | NE | 2029 | 0.9178 | 0
EG_LH | INDIA | NER | NE | 2030 | 0.9178 | 0
EG_LH | INDIA | NER | NE | 2031 | 0.9178 | 0
EG_LH | INDIA | NER | AS | 2025 | 0.33333 | 0.33333
EG_LH | INDIA | NER | AS | 2026 | 0.33333 | 0.33333
EG_LH | INDIA | NER | AS | 2027 | 0.33333 | 0.33333
EG_LH | INDIA | NER | AS | 2028 | 0 | 0
EG_LH | INDIA | NER | AS | 2029 | 0 | 0
EG_LH | INDIA | NER | AS | 2030 | 0 | 0
EG_LH | INDIA | NER | AS | 2031 | 0 | 0
EG_LH | INDIA | ER | BR | 2021 | 0 | 0
EG_LH | INDIA | ER | BR | 2022 | 0 | 0
EG_LH | INDIA | ER | BR | 2023 | 0 | 0
EG_LH | INDIA | ER | BR | 2024 | 0 | 0
EG_LH | INDIA | ER | BR | 2025 | 0 | 0
EG_LH | INDIA | ER | BR | 2026 | 0 | 0
EG_LH | INDIA | ER | BR | 2027 | 0 | 0
EG_LH | INDIA | ER | BR | 2028 | 0 | 0
EG_LH | INDIA | ER | BR | 2029 | 0 | 0
EG_LH | INDIA | ER | BR | 2030 | 0 | 0
EG_LH | INDIA | ER | BR | 2031 | 0 | 0
EG_LH | INDIA | WR | CG | 2021 | 0 | 0
EG_LH | INDIA | WR | CG | 2022 | 0 | 0
EG_LH | INDIA | WR | CG | 2023 | 0 | 0
EG_LH | INDIA | WR | CG | 2024 | 0 | 0
EG_LH | INDIA | WR | CG | 2025 | 0 | 0
EG_LH | INDIA | WR | CG | 2026 | 0 | 0
EG_LH | INDIA | WR | CG | 2027 | 0.036854 | 0
EG_LH | INDIA | WR | CG | 2028 | 0.036854 | 0
EG_LH | INDIA | WR | CG | 2029 | 0.036854 | 0
EG_LH | INDIA | WR | CG | 2030 | 0.036854 | 0
EG_LH | INDIA | WR | CG | 2031 | 0.036854 | 0
EG_LH | INDIA | WR | GA | 2021 | 0.0065 | 0.0065
EG_LH | INDIA | WR | GA | 2022 | 0 | 0
EG_LH | INDIA | WR | GA | 2023 | 0 | 0
EG_LH | INDIA | WR | GA | 2024 | 0 | 0
EG_LH | INDIA | WR | GA | 2025 | 0 | 0
EG_LH | INDIA | WR | GA | 2026 | 0 | 0
EG_LH | INDIA | WR | GA | 2027 | 0.00097358 | 0
EG_LH | INDIA | WR | GA | 2028 | 0.00097358 | 0
EG_LH | INDIA | WR | GA | 2029 | 0.00097358 | 0
EG_LH | INDIA | WR | GA | 2030 | 0.00097358 | 0
EG_LH | INDIA | WR | GA | 2031 | 0.00097358 | 0
EG_LH | INDIA | WR | GJ | 2021 | 0 | 0
EG_LH | INDIA | WR | GJ | 2022 | 0 | 0
EG_LH | INDIA | WR | GJ | 2023 | 0 | 0
EG_LH | INDIA | WR | GJ | 2024 | 0 | 0
EG_LH | INDIA | WR | GJ | 2025 | 0 | 0
EG_LH | INDIA | WR | GJ | 2026 | 0 | 0
EG_LH | INDIA | WR | GJ | 2027 | 0 | 0
EG_LH | INDIA | WR | GJ | 2028 | 0 | 0
EG_LH | INDIA | WR | GJ | 2029 | 0 | 0
EG_LH | INDIA | WR | GJ | 2030 | 0 | 0
EG_LH | INDIA | WR | GJ | 2031 | 0 | 0
EG_LH | INDIA | NR | HR | 2021 | 0 | 0
EG_LH | INDIA | NR | HR | 2022 | 0 | 0
EG_LH | INDIA | NR | HR | 2023 | 0 | 0
EG_LH | INDIA | NR | HR | 2024 | 0 | 0
EG_LH | INDIA | NR | HR | 2025 | 0 | 0
EG_LH | INDIA | NR | HR | 2026 | 0 | 0
EG_LH | INDIA | NR | HR | 2027 | 0 | 0
EG_LH | INDIA | NR | HR | 2028 | 0 | 0
EG_LH | INDIA | NR | HR | 2029 | 0 | 0
EG_LH | INDIA | NR | HR | 2030 | 0 | 0
EG_LH | INDIA | NR | HR | 2031 | 0 | 0
EG_LH | INDIA | NR | HP | 2021 | 0 | 0
EG_LH | INDIA | NR | HP | 2022 | 0.3708 | 0.37067
EG_LH | INDIA | NR | HP | 2023 | 0.3708 | 0.37067
EG_LH | INDIA | NR | HP | 2024 | 0.3708 | 0.37067
EG_LH | INDIA | NR | HP | 2025 | 0.3708 | 0.37067
EG_LH | INDIA | NR | HP | 2026 | 0.3708 | 0.37067
EG_LH | INDIA | NR | HP | 2027 | 0.3708 | 0.37067
EG_LH | INDIA | NR | HP | 2028 | 0.081816 | 0
EG_LH | INDIA | NR | HP | 2029 | 0.081816 | 0
EG_LH | INDIA | NR | HP | 2030 | 0.081816 | 0
EG_LH | INDIA | NR | HP | 2031 | 0.081816 | 0
EG_LH | INDIA | NR | JK | 2021 | 0.0275 | 0.0275
EG_LH | INDIA | NR | JK | 2022 | 0.42658 | 0.42658
EG_LH | INDIA | NR | JK | 2023 | 0.42658 | 0.42658
EG_LH | INDIA | NR | JK | 2024 | 0.42658 | 0.42658
EG_LH | INDIA | NR | JK | 2025 | 0.42658 | 0.42658
EG_LH | INDIA | NR | JK | 2026 | 0.42658 | 0.42658
EG_LH | INDIA | NR | JK | 2027 | 0.42658 | 0.42658
EG_LH | INDIA | NR | JK | 2028 | 0.09911 | 0
EG_LH | INDIA | NR | JK | 2029 | 0.09911 | 0
EG_LH | INDIA | NR | JK | 2030 | 0.09911 | 0
EG_LH | INDIA | NR | JK | 2031 | 0.09911 | 0
EG_LH | INDIA | ER | JH | 2021 | 0 | 0
EG_LH | INDIA | ER | JH | 2022 | 0 | 0
EG_LH | INDIA | ER | JH | 2023 | 0 | 0
EG_LH | INDIA | ER | JH | 2024 | 0 | 0
EG_LH | INDIA | ER | JH | 2025 | 0 | 0
EG_LH | INDIA | ER | JH | 2026 | 0 | 0
EG_LH | INDIA | ER | JH | 2027 | 0 | 0
EG_LH | INDIA | ER | JH | 2028 | 0 | 0
EG_LH | INDIA | ER | JH | 2029 | 0 | 0
EG_LH | INDIA | ER | JH | 2030 | 0 | 0
EG_LH | INDIA | ER | JH | 2031 | 0 | 0
EG_LH | INDIA | SR | KA | 2021 | 0 | 0
EG_LH | INDIA | SR | KA | 2022 | 0 | 0
EG_LH | INDIA | SR | KA | 2023 | 0 | 0
EG_LH | INDIA | SR | KA | 2024 | 0 | 0
EG_LH | INDIA | SR | KA | 2025 | 0 | 0
EG_LH | INDIA | SR | KA | 2026 | 0 | 0
EG_LH | INDIA | SR | KA | 2027 | 0.049826 | 0
EG_LH | INDIA | SR | KA | 2028 | 0.049826 | 0
EG_LH | INDIA | SR | KA | 2029 | 0.049826 | 0
EG_LH | INDIA | SR | KA | 2030 | 0.049826 | 0
EG_LH | INDIA | SR | KA | 2031 | 0.049826 | 0
EG_LH | INDIA | SR | KL | 2021 | 0 | 0
EG_LH | INDIA | SR | KL | 2022 | 0.017151 | 0.016667
EG_LH | INDIA | SR | KL | 2023 | 0.017151 | 0.016667
EG_LH | INDIA | SR | KL | 2024 | 0.017151 | 0.016667
EG_LH | INDIA | SR | KL | 2025 | 0.017151 | 0.016667
EG_LH | INDIA | SR | KL | 2026 | 0.017151 | 0.016667
EG_LH | INDIA | SR | KL | 2027 | 0.023392 | 0.016667
EG_LH | INDIA | SR | KL | 2028 | 0.023392 | 0
EG_LH | INDIA | SR | KL | 2029 | 0.023392 | 0
EG_LH | INDIA | SR | KL | 2030 | 0.023392 | 0
EG_LH | INDIA | SR | KL | 2031 | 0.023392 | 0
EG_LH | INDIA | WR | MP | 2021 | 0.001 | 0.001
EG_LH | INDIA | WR | MP | 2022 | 0.066667 | 0.066667
EG_LH | INDIA | WR | MP | 2023 | 0.066667 | 0.066667
EG_LH | INDIA | WR | MP | 2024 | 0.066667 | 0.066667
EG_LH | INDIA | WR | MP | 2025 | 0.066667 | 0.066667
EG_LH | INDIA | WR | MP | 2026 | 0.066667 | 0.066667
EG_LH | INDIA | WR | MP | 2027 | 0.066667 | 0.066667
EG_LH | INDIA | WR | MP | 2028 | 0 | 0
EG_LH | INDIA | WR | MP | 2029 | 0 | 0
EG_LH | INDIA | WR | MP | 2030 | 0 | 0
EG_LH | INDIA | WR | MP | 2031 | 0 | 0
EG_LH | INDIA | WR | MH | 2021 | 0 | 0
EG_LH | INDIA | WR | MH | 2022 | 0 | 0
EG_LH | INDIA | WR | MH | 2023 | 0 | 0
EG_LH | INDIA | WR | MH | 2024 | 0 | 0
EG_LH | INDIA | WR | MH | 2025 | 0 | 0
EG_LH | INDIA | WR | MH | 2026 | 0 | 0
EG_LH | INDIA | WR | MH | 2027 | 0.011807 | 0
EG_LH | INDIA | WR | MH | 2028 | 0.011807 | 0
EG_LH | INDIA | WR | MH | 2029 | 0.011807 | 0
EG_LH | INDIA | WR | MH | 2030 | 0.011807 | 0
EG_LH | INDIA | WR | MH | 2031 | 0.011807 | 0
EG_LH | INDIA | ER | OD | 2021 | 0 | 0
EG_LH | INDIA | ER | OD | 2022 | 0 | 0
EG_LH | INDIA | ER | OD | 2023 | 0 | 0
EG_LH | INDIA | ER | OD | 2024 | 0 | 0
EG_LH | INDIA | ER | OD | 2025 | 0 | 0
EG_LH | INDIA | ER | OD | 2026 | 0 | 0
EG_LH | INDIA | ER | OD | 2027 | 0.014848 | 0
EG_LH | INDIA | ER | OD | 2028 | 0.014848 | 0
EG_LH | INDIA | ER | OD | 2029 | 0.014848 | 0
EG_LH | INDIA | ER | OD | 2030 | 0.014848 | 0
EG_LH | INDIA | ER | OD | 2031 | 0.014848 | 0
EG_LH | INDIA | NR | PB | 2021 | 0.099 | 0.099
EG_LH | INDIA | NR | PB | 2022 | 0.034333 | 0.034333
EG_LH | INDIA | NR | PB | 2023 | 0.034333 | 0.034333
EG_LH | INDIA | NR | PB | 2024 | 0.034333 | 0.034333
EG_LH | INDIA | NR | PB | 2025 | 0.034333 | 0.034333
EG_LH | INDIA | NR | PB | 2026 | 0.034333 | 0.034333
EG_LH | INDIA | NR | PB | 2027 | 0.034333 | 0.034333
EG_LH | INDIA | NR | PB | 2028 | 0 | 0
EG_LH | INDIA | NR | PB | 2029 | 0 | 0
EG_LH | INDIA | NR | PB | 2030 | 0 | 0
EG_LH | INDIA | NR | PB | 2031 | 0 | 0
EG_LH | INDIA | NR | RJ | 2021 | 0 | 0
EG_LH | INDIA | NR | RJ | 2022 | 0 | 0
EG_LH | INDIA | NR | RJ | 2023 | 0 | 0
EG_LH | INDIA | NR | RJ | 2024 | 0 | 0
EG_LH | INDIA | NR | RJ | 2025 | 0 | 0
EG_LH | INDIA | NR | RJ | 2026 | 0 | 0
EG_LH | INDIA | NR | RJ | 2027 | 0 | 0
EG_LH | INDIA | NR | RJ | 2028 | 0 | 0
EG_LH | INDIA | NR | RJ | 2029 | 0 | 0
EG_LH | INDIA | NR | RJ | 2030 | 0 | 0
EG_LH | INDIA | NR | RJ | 2031 | 0 | 0
EG_LH | INDIA | SR | TN | 2021 | 0 | 0
EG_LH | INDIA | SR | TN | 2022 | 0 | 0
EG_LH | INDIA | SR | TN | 2023 | 0 | 0
EG_LH | INDIA | SR | TN | 2024 | 0 | 0
EG_LH | INDIA | SR | TN | 2025 | 0 | 0
EG_LH | INDIA | SR | TN | 2026 | 0 | 0
EG_LH | INDIA | SR | TN | 2027 | 0 | 0
EG_LH | INDIA | SR | TN | 2028 | 0 | 0
EG_LH | INDIA | SR | TN | 2029 | 0 | 0
EG_LH | INDIA | SR | TN | 2030 | 0 | 0
EG_LH | INDIA | SR | TN | 2031 | 0 | 0
EG_LH | INDIA | SR | TS | 2021 | 0 | 0
EG_LH | INDIA | SR | TS | 2022 | 0 | 0
EG_LH | INDIA | SR | TS | 2023 | 0 | 0
EG_LH | INDIA | SR | TS | 2024 | 0 | 0
EG_LH | INDIA | SR | TS | 2025 | 0 | 0
EG_LH | INDIA | SR | TS | 2026 | 0 | 0
EG_LH | INDIA | SR | TS | 2027 | 0.021578 | 0
EG_LH | INDIA | SR | TS | 2028 | 0.021578 | 0
EG_LH | INDIA | SR | TS | 2029 | 0.021578 | 0
EG_LH | INDIA | SR | TS | 2030 | 0.021578 | 0
EG_LH | INDIA | SR | TS | 2031 | 0.021578 | 0
EG_LH | INDIA | NR | UP | 2021 | 0 | 0
EG_LH | INDIA | NR | UP | 2022 | 0 | 0
EG_LH | INDIA | NR | UP | 2023 | 0 | 0
EG_LH | INDIA | NR | UP | 2024 | 0 | 0
EG_LH | INDIA | NR | UP | 2025 | 0 | 0
EG_LH | INDIA | NR | UP | 2026 | 0 | 0
EG_LH | INDIA | NR | UP | 2027 | 0.0028747 | 0
EG_LH | INDIA | NR | UP | 2028 | 0.0028747 | 0
EG_LH | INDIA | NR | UP | 2029 | 0.0028747 | 0
EG_LH | INDIA | NR | UP | 2030 | 0.0028747 | 0
EG_LH | INDIA | NR | UP | 2031 | 0.0028747 | 0
EG_LH | INDIA | NR | UK | 2021 | 0.0065 | 0.0065
EG_LH | INDIA | NR | UK | 2022 | 0.23183 | 0.23183
EG_LH | INDIA | NR | UK | 2023 | 0.23183 | 0.23183
EG_LH | INDIA | NR | UK | 2024 | 0.23183 | 0.23183
EG_LH | INDIA | NR | UK | 2025 | 0.23183 | 0.23183
EG_LH | INDIA | NR | UK | 2026 | 0.23183 | 0.23183
EG_LH | INDIA | NR | UK | 2027 | 0.23183 | 0.23183
EG_LH | INDIA | NR | UK | 2028 | 0.2011 | 0
EG_LH | INDIA | NR | UK | 2029 | 0.2011 | 0
EG_LH | INDIA | NR | UK | 2030 | 0.2011 | 0
EG_LH | INDIA | NR | UK | 2031 | 0.2011 | 0
EG_LH | INDIA | ER | WB | 2021 | 0 | 0
EG_LH | INDIA | ER | WB | 2022 | 0.02 | 0.02
EG_LH | INDIA | ER | WB | 2023 | 0.02 | 0.02
EG_LH | INDIA | ER | WB | 2024 | 0.02 | 0.02
EG_LH | INDIA | ER | WB | 2025 | 0.02 | 0.02
EG_LH | INDIA | ER | WB | 2026 | 0.02 | 0.02
EG_LH | INDIA | ER | WB | 2027 | 0.038019 | 0.02
EG_LH | INDIA | ER | WB | 2028 | 0.038019 | 0
EG_LH | INDIA | ER | WB | 2029 | 0.038019 | 0
EG_LH | INDIA | ER | WB | 2030 | 0.038019 | 0
EG_LH | INDIA | ER | WB | 2031 | 0.038019 | 0
EG_LH | INDIA | WR | UT | 2021 | 0.111 | 0.111
EG_LH | INDIA | WR | UT | 2022 | 0 | 0
EG_LH | INDIA | WR | UT | 2023 | 0 | 0
EG_LH | INDIA | WR | UT | 2024 | 0 | 0
EG_LH | INDIA | WR | UT | 2025 | 0 | 0
EG_LH | INDIA | WR | UT | 2026 | 0 | 0
EG_LH | INDIA | WR | UT | 2027 | 0 | 0
EG_LH | INDIA | WR | UT | 2028 | 0 | 0
EG_LH | INDIA | WR | UT | 2029 | 0 | 0
EG_LH | INDIA | WR | UT | 2030 | 0 | 0
EG_LH | INDIA | WR | UT | 2031 | 0 | 0
EG_LH | INDIA | NR | DL | 2021 | 0 | 0
EG_LH | INDIA | NR | DL | 2022 | 0 | 0
EG_LH | INDIA | NR | DL | 2023 | 0 | 0
EG_LH | INDIA | NR | DL | 2024 | 0 | 0
EG_LH | INDIA | NR | DL | 2025 | 0 | 0
EG_LH | INDIA | NR | DL | 2026 | 0 | 0
EG_LH | INDIA | NR | DL | 2027 | 0 | 0
EG_LH | INDIA | NR | DL | 2028 | 0 | 0
EG_LH | INDIA | NR | DL | 2029 | 0 | 0
EG_LH | INDIA | NR | DL | 2030 | 0 | 0
EG_LH | INDIA | NR | DL | 2031 | 0 | 0
EG_COAL | INDIA | SR | AP | 2021 | 0.026719 | 0.022105
EG_COAL | INDIA | SR | AP | 2022 | 1.934 | 1.6
EG_COAL | INDIA | SR | AP | 2023 | 0 | 0
EG_COAL | INDIA | SR | AP | 2024 | 0 | 0
EG_COAL | INDIA | SR | AP | 2025 | 1.037 | 0
EG_COAL | INDIA | SR | AP | 2026 | 1.037 | 0
EG_COAL | INDIA | SR | AP | 2027 | 1.037 | 0
EG_COAL | INDIA | SR | AP | 2028 | 1.037 | 0
EG_COAL | INDIA | SR | AP | 2029 | 1.037 | 0
EG_COAL | INDIA | SR | AP | 2030 | 1.037 | 0
EG_COAL | INDIA | SR | AP | 2031 | 1.037 | 0
EG_COAL | INDIA | NER | AS | 2021 | 0.0015851 | 0.0013696
EG_COAL | INDIA | NER | AS | 2022 | 0 | 0
EG_COAL | INDIA | NER | AS | 2023 | 0 | 0
EG_COAL | INDIA | NER | AS | 2024 | 0 | 0
EG_COAL | INDIA | NER | NE | 2021 | 0.0034592 | 0.0034592
EG_COAL | INDIA | NER | NE | 2022 | 0 | 0
EG_COAL | INDIA | NER | NE | 2023 | 0 | 0
EG_COAL | INDIA | NER | NE | 2024 | 0 | 0
EG_COAL | INDIA | NER | NE | 2025 | 0.0028721 | 0
EG_COAL | INDIA | NER | NE | 2026 | 0.0028721 | 0
EG_COAL | INDIA | NER | NE | 2027 | 0.0028721 | 0
EG_COAL | INDIA | NER | NE | 2028 | 0.0028721 | 0
EG_COAL | INDIA | NER | NE | 2029 | 0.0028721 | 0
EG_COAL | INDIA | NER | NE | 2030 | 0.0028721 | 0
EG_COAL | INDIA | NER | NE | 2031 | 0.0028721 | 0
EG_COAL | INDIA | NER | AS | 2025 | 0.064252 | 0
EG_COAL | INDIA | NER | AS | 2026 | 0.064252 | 0
EG_COAL | INDIA | NER | AS | 2027 | 0.064252 | 0
EG_COAL | INDIA | NER | AS | 2028 | 0.064252 | 0
EG_COAL | INDIA | NER | AS | 2029 | 0.064252 | 0
EG_COAL | INDIA | NER | AS | 2030 | 0.064252 | 0
EG_COAL | INDIA | NER | AS | 2031 | 0.064252 | 0
EG_COAL | INDIA | ER | BR | 2021 | 0.54437 | 0.5279
EG_COAL | INDIA | ER | BR | 2022 | 1.619 | 1.57
EG_COAL | INDIA | ER | BR | 2023 | 2.0418 | 1.98
EG_COAL | INDIA | ER | BR | 2024 | 0 | 0
EG_COAL | INDIA | ER | BR | 2025 | 1.3612 | 1.32
EG_COAL | INDIA | ER | BR | 2026 | 0.48777 | 0
EG_COAL | INDIA | ER | BR | 2027 | 0.48777 | 0
EG_COAL | INDIA | ER | BR | 2028 | 0.48777 | 0
EG_COAL | INDIA | ER | BR | 2029 | 0.48777 | 0
EG_COAL | INDIA | ER | BR | 2030 | 0.48777 | 0
EG_COAL | INDIA | ER | BR | 2031 | 0.48777 | 0
EG_COAL | INDIA | WR | CG | 2021 | 0.3299 | 0.25927
EG_COAL | INDIA | WR | CG | 2022 | 1.0179 | 0.8
EG_COAL | INDIA | WR | CG | 2023 | 0 | 0
EG_COAL | INDIA | WR | CG | 2024 | 0 | 0
EG_COAL | INDIA | WR | CG | 2025 | 2.1784 | 0
EG_COAL | INDIA | WR | CG | 2026 | 2.1784 | 0
EG_COAL | INDIA | WR | CG | 2027 | 2.1784 | 0
EG_COAL | INDIA | WR | CG | 2028 | 2.1784 | 0
EG_COAL | INDIA | WR | CG | 2029 | 2.1784 | 0
EG_COAL | INDIA | WR | CG | 2030 | 2.1784 | 0
EG_COAL | INDIA | WR | CG | 2031 | 2.1784 | 0
EG_COAL | INDIA | WR | GA | 2021 | 0.010963 | 0.010963
EG_COAL | INDIA | WR | GA | 2022 | 0 | 0
EG_COAL | INDIA | WR | GA | 2023 | 0 | 0
EG_COAL | INDIA | WR | GA | 2024 | 0 | 0
EG_COAL | INDIA | WR | GA | 2025 | 0.001177 | 0
EG_COAL | INDIA | WR | GA | 2026 | 0.001177 | 0
EG_COAL | INDIA | WR | GA | 2027 | 0.001177 | 0
EG_COAL | INDIA | WR | GA | 2028 | 0.001177 | 0
EG_COAL | INDIA | WR | GA | 2029 | 0.001177 | 0
EG_COAL | INDIA | WR | GA | 2030 | 0.001177 | 0
EG_COAL | INDIA | WR | GA | 2031 | 0.001177 | 0
EG_COAL | INDIA | WR | GJ | 2021 | 0.39319 | 0.31256
EG_COAL | INDIA | WR | GJ | 2022 | 0 | 0
EG_COAL | INDIA | WR | GJ | 2023 | 0 | 0
EG_COAL | INDIA | WR | GJ | 2024 | 0 | 0
EG_COAL | INDIA | WR | GJ | 2025 | 1.5115 | 0
EG_COAL | INDIA | WR | GJ | 2026 | 1.5115 | 0
EG_COAL | INDIA | WR | GJ | 2027 | 1.5115 | 0
EG_COAL | INDIA | WR | GJ | 2028 | 1.5115 | 0
EG_COAL | INDIA | WR | GJ | 2029 | 1.5115 | 0
EG_COAL | INDIA | WR | GJ | 2030 | 1.5115 | 0
EG_COAL | INDIA | WR | GJ | 2031 | 1.5115 | 0
EG_COAL | INDIA | NR | HR | 2021 | 0.033084 | 0.031014
EG_COAL | INDIA | NR | HR | 2022 | 0 | 0
EG_COAL | INDIA | NR | HR | 2023 | 0 | 0
EG_COAL | INDIA | NR | HR | 2024 | 0 | 0
EG_COAL | INDIA | NR | HR | 2025 | 0.42087 | 0
EG_COAL | INDIA | NR | HR | 2026 | 0.42087 | 0
EG_COAL | INDIA | NR | HR | 2027 | 0.42087 | 0
EG_COAL | INDIA | NR | HR | 2028 | 0.42087 | 0
EG_COAL | INDIA | NR | HR | 2029 | 0.42087 | 0
EG_COAL | INDIA | NR | HR | 2030 | 0.42087 | 0
EG_COAL | INDIA | NR | HR | 2031 | 0.42087 | 0
EG_COAL | INDIA | NR | HP | 2021 | 4.9269e-05 | 4.9269e-05
EG_COAL | INDIA | NR | HP | 2022 | 0 | 0
EG_COAL | INDIA | NR | HP | 2023 | 0 | 0
EG_COAL | INDIA | NR | HP | 2024 | 0 | 0
EG_COAL | INDIA | NR | HP | 2025 | 0.0023114 | 0
EG_COAL | INDIA | NR | HP | 2026 | 0.0023114 | 0
EG_COAL | INDIA | NR | HP | 2027 | 0.0023114 | 0
EG_COAL | INDIA | NR | HP | 2028 | 0.0023114 | 0
EG_COAL | INDIA | NR | HP | 2029 | 0.0023114 | 0
EG_COAL | INDIA | NR | HP | 2030 | 0.0023114 | 0
EG_COAL | INDIA | NR | HP | 2031 | 0.0023114 | 0
EG_COAL | INDIA | NR | JK | 2021 | 0.053721 | 0.053721
EG_COAL | INDIA | NR | JK | 2022 | 0 | 0
EG_COAL | INDIA | NR | JK | 2023 | 0 | 0
EG_COAL | INDIA | NR | JK | 2024 | 0 | 0
EG_COAL | INDIA | NR | JK | 2025 | 0 | 0
EG_COAL | INDIA | NR | JK | 2026 | 0 | 0
EG_COAL | INDIA | NR | JK | 2027 | 0 | 0
EG_COAL | INDIA | NR | JK | 2028 | 0 | 0
EG_COAL | INDIA | NR | JK | 2029 | 0 | 0
EG_COAL | INDIA | NR | JK | 2030 | 0 | 0
EG_COAL | INDIA | NR | JK | 2031 | 0 | 0
EG_COAL | INDIA | ER | JH | 2021 | 0.039071 | 0.029365
EG_COAL | INDIA | ER | JH | 2022 | 0 | 0
EG_COAL | INDIA | ER | JH | 2023 | 2.8207 | 2.12
EG_COAL | INDIA | ER | JH | 2024 | 3.007 | 2.26
EG_COAL | INDIA | ER | JH | 2025 | 0.43926 | 0
EG_COAL | INDIA | ER | JH | 2026 | 0.43926 | 0
EG_COAL | INDIA | ER | JH | 2027 | 0.43926 | 0
EG_COAL | INDIA | ER | JH | 2028 | 0.43926 | 0
EG_COAL | INDIA | ER | JH | 2029 | 0.43926 | 0
EG_COAL | INDIA | ER | JH | 2030 | 0.43926 | 0
EG_COAL | INDIA | ER | JH | 2031 | 0.43926 | 0
EG_COAL | INDIA | SR | KA | 2021 | 0.029526 | 0.021015
EG_COAL | INDIA | SR | KA | 2022 | 0.51983 | 0.37
EG_COAL | INDIA | SR | KA | 2023 | 0 | 0
EG_COAL | INDIA | SR | KA | 2024 | 0 | 0
EG_COAL | INDIA | SR | KA | 2025 | 0.98591 | 0
EG_COAL | INDIA | SR | KA | 2026 | 0.98591 | 0
EG_COAL | INDIA | SR | KA | 2027 | 0.98591 | 0
EG_COAL | INDIA | SR | KA | 2028 | 0.98591 | 0
EG_COAL | INDIA | SR | KA | 2029 | 0.98591 | 0
EG_COAL | INDIA | SR | KA | 2030 | 0.98591 | 0
EG_COAL | INDIA | SR | KA | 2031 | 0.98591 | 0
EG_COAL | INDIA | SR | KL | 2021 | 0.0002605 | 0.0002605
EG_COAL | INDIA | SR | KL | 2022 | 0 | 0
EG_COAL | INDIA | SR | KL | 2023 | 0 | 0
EG_COAL | INDIA | SR | KL | 2024 | 0 | 0
EG_COAL | INDIA | SR | KL | 2025 | 0.012221 | 0
EG_COAL | INDIA | SR | KL | 2026 | 0.012221 | 0
EG_COAL | INDIA | SR | KL | 2027 | 0.012221 | 0
EG_COAL | INDIA | SR | KL | 2028 | 0.012221 | 0
EG_COAL | INDIA | SR | KL | 2029 | 0.012221 | 0
EG_COAL | INDIA | SR | KL | 2030 | 0.012221 | 0
EG_COAL | INDIA | SR | KL | 2031 | 0.012221 | 0
EG_COAL | INDIA | WR | MP | 2021 | 0.69451 | 0.51842
EG_COAL | INDIA | WR | MP | 2022 | 1.0717 | 0.8
EG_COAL | INDIA | WR | MP | 2023 | 0 | 0
EG_COAL | INDIA | WR | MP | 2024 | 0 | 0
EG_COAL | INDIA | WR | MP | 2025 | 2.0974 | 0
EG_COAL | INDIA | WR | MP | 2026 | 2.0974 | 0
EG_COAL | INDIA | WR | MP | 2027 | 2.0974 | 0
EG_COAL | INDIA | WR | MP | 2028 | 2.0974 | 0
EG_COAL | INDIA | WR | MP | 2029 | 2.0974 | 0
EG_COAL | INDIA | WR | MP | 2030 | 2.0974 | 0
EG_COAL | INDIA | WR | MP | 2031 | 2.0974 | 0
EG_COAL | INDIA | WR | MH | 2021 | 0.21331 | 0.18563
EG_COAL | INDIA | WR | MH | 2022 | 0 | 0
EG_COAL | INDIA | WR | MH | 2023 | 0 | 0
EG_COAL | INDIA | WR | MH | 2024 | 0.75843 | 0.66
EG_COAL | INDIA | WR | MH | 2025 | 2.1237 | 0
EG_COAL | INDIA | WR | MH | 2026 | 2.1237 | 0
EG_COAL | INDIA | WR | MH | 2027 | 2.1237 | 0
EG_COAL | INDIA | WR | MH | 2028 | 2.1237 | 0
EG_COAL | INDIA | WR | MH | 2029 | 2.1237 | 0
EG_COAL | INDIA | WR | MH | 2030 | 2.1237 | 0
EG_COAL | INDIA | WR | MH | 2031 | 2.1237 | 0
EG_COAL | INDIA | ER | OD | 2021 | 0.067835 | 0.032387
EG_COAL | INDIA | ER | OD | 2022 | 1.6756 | 0.8
EG_COAL | INDIA | ER | OD | 2023 | 0.52362 | 0.25
EG_COAL | INDIA | ER | OD | 2024 | 0 | 0
EG_COAL | INDIA | ER | OD | 2025 | 1.5194 | 0
EG_COAL | INDIA | ER | OD | 2026 | 1.5194 | 0
EG_COAL | INDIA | ER | OD | 2027 | 1.5194 | 0
EG_COAL | INDIA | ER | OD | 2028 | 1.5194 | 0
EG_COAL | INDIA | ER | OD | 2029 | 1.5194 | 0
EG_COAL | INDIA | ER | OD | 2030 | 1.5194 | 0
EG_COAL | INDIA | ER | OD | 2031 | 1.5194 | 0
EG_COAL | INDIA | NR | PB | 2021 | 0.037352 | 0.033902
EG_COAL | INDIA | NR | PB | 2022 | 0 | 0
EG_COAL | INDIA | NR | PB | 2023 | 0 | 0
EG_COAL | INDIA | NR | PB | 2024 | 0 | 0
EG_COAL | INDIA | NR | PB | 2025 | 0.46323 | 0
EG_COAL | INDIA | NR | PB | 2026 | 0.46323 | 0
EG_COAL | INDIA | NR | PB | 2027 | 0.46323 | 0
EG_COAL | INDIA | NR | PB | 2028 | 0.46323 | 0
EG_COAL | INDIA | NR | PB | 2029 | 0.46323 | 0
EG_COAL | INDIA | NR | PB | 2030 | 0.46323 | 0
EG_COAL | INDIA | NR | PB | 2031 | 0.46323 | 0
EG_COAL | INDIA | NR | RJ | 2021 | 0.11547 | 0.095714
EG_COAL | INDIA | NR | RJ | 2022 | 0.79623 | 0.66
EG_COAL | INDIA | NR | RJ | 2023 | 0 | 0
EG_COAL | INDIA | NR | RJ | 2024 | 0 | 0
EG_COAL | INDIA | NR | RJ | 2025 | 0.87694 | 0
EG_COAL | INDIA | NR | RJ | 2026 | 0.87694 | 0
EG_COAL | INDIA | NR | RJ | 2027 | 0.87694 | 0
EG_COAL | INDIA | NR | RJ | 2028 | 0.87694 | 0
EG_COAL | INDIA | NR | RJ | 2029 | 0.87694 | 0
EG_COAL | INDIA | NR | RJ | 2030 | 0.87694 | 0
EG_COAL | INDIA | NR | RJ | 2031 | 0.87694 | 0
EG_COAL | INDIA | SR | TN | 2021 | 0.033385 | 0.026179
EG_COAL | INDIA | SR | TN | 2022 | 2.3274 | 1.825
EG_COAL | INDIA | SR | TN | 2023 | 1.6834 | 1.32
EG_COAL | INDIA | SR | TN | 2024 | 1.8619 | 1.46
EG_COAL | INDIA | SR | TN | 2025 | 1.8619 | 1.46
EG_COAL | INDIA | SR | TN | 2026 | 1.2281 | 0
EG_COAL | INDIA | SR | TN | 2027 | 1.2281 | 0
EG_COAL | INDIA | SR | TN | 2028 | 1.2281 | 0
EG_COAL | INDIA | SR | TN | 2029 | 1.2281 | 0
EG_COAL | INDIA | SR | TN | 2030 | 1.2281 | 0
EG_COAL | INDIA | SR | TN | 2031 | 1.2281 | 0
EG_COAL | INDIA | SR | TS | 2021 | 0.96585 | 0.82253
EG_COAL | INDIA | SR | TS | 2022 | 0.95113 | 0.81
EG_COAL | INDIA | SR | TS | 2023 | 2.1958 | 1.87
EG_COAL | INDIA | SR | TS | 2024 | 0 | 0
EG_COAL | INDIA | SR | TS | 2025 | 4.6969 | 4
EG_COAL | INDIA | SR | TS | 2026 | 0.5878 | 0
EG_COAL | INDIA | SR | TS | 2027 | 0.5878 | 0
EG_COAL | INDIA | SR | TS | 2028 | 0.5878 | 0
EG_COAL | INDIA | SR | TS | 2029 | 0.5878 | 0
EG_COAL | INDIA | SR | TS | 2030 | 0.5878 | 0
EG_COAL | INDIA | SR | TS | 2031 | 0.5878 | 0
EG_COAL | INDIA | NR | UP | 2021 | 1.2201 | 1.1027
EG_COAL | INDIA | NR | UP | 2022 | 2.1908 | 1.98
EG_COAL | INDIA | NR | UP | 2023 | 5.8422 | 5.28
EG_COAL | INDIA | NR | UP | 2024 | 0 | 0
EG_COAL | INDIA | NR | UP | 2025 | 1.8354 | 1.32
EG_COAL | INDIA | NR | UP | 2026 | 1.8354 | 0
EG_COAL | INDIA | NR | UP | 2027 | 1.8354 | 0
EG_COAL | INDIA | NR | UP | 2028 | 1.8354 | 0
EG_COAL | INDIA | NR | UP | 2029 | 1.8354 | 0
EG_COAL | INDIA | NR | UP | 2030 | 1.8354 | 0
EG_COAL | INDIA | NR | UP | 2031 | 1.8354 | 0
EG_COAL | INDIA | NR | UK | 2021 | 0.00023715 | 0.00023715
EG_COAL | INDIA | NR | UK | 2022 | 0 | 0
EG_COAL | INDIA | NR | UK | 2023 | 0 | 0
EG_COAL | INDIA | NR | UK | 2024 | 0 | 0
EG_COAL | INDIA | NR | UK | 2025 | 0.011126 | 0
EG_COAL | INDIA | NR | UK | 2026 | 0.011126 | 0
EG_COAL | INDIA | NR | UK | 2027 | 0.011126 | 0
EG_COAL | INDIA | NR | UK | 2028 | 0.011126 | 0
EG_COAL | INDIA | NR | UK | 2029 | 0.011126 | 0
EG_COAL | INDIA | NR | UK | 2030 | 0.011126 | 0
EG_COAL | INDIA | NR | UK | 2031 | 0.011126 | 0
EG_COAL | INDIA | ER | WB | 2021 | 0.025016 | 0.023655
EG_COAL | INDIA | ER | WB | 2022 | 0 | 0
EG_COAL | INDIA | ER | WB | 2023 | 0 | 0
EG_COAL | INDIA | ER | WB | 2024 | 0 | 0
EG_COAL | INDIA | ER | WB | 2025 | 1.1098 | 0
EG_COAL | INDIA | ER | WB | 2026 | 1.1098 | 0
EG_COAL | INDIA | ER | WB | 2027 | 1.1098 | 0
EG_COAL | INDIA | ER | WB | 2028 | 1.1098 | 0
EG_COAL | INDIA | ER | WB | 2029 | 1.1098 | 0
EG_COAL | INDIA | ER | WB | 2030 | 1.1098 | 0
EG_COAL | INDIA | ER | WB | 2031 | 1.1098 | 0
EG_COAL | INDIA | WR | UT | 2021 | 0.030995 | 0.030995
EG_COAL | INDIA | WR | UT | 2022 | 0 | 0
EG_COAL | INDIA | WR | UT | 2023 | 0 | 0
EG_COAL | INDIA | WR | UT | 2024 | 0 | 0
EG_COAL | INDIA | WR | UT | 2025 | 0.0036197 | 0
EG_COAL | INDIA | WR | UT | 2026 | 0.0036197 | 0
EG_COAL | INDIA | WR | UT | 2027 | 0.0036197 | 0
EG_COAL | INDIA | WR | UT | 2028 | 0.0036197 | 0
EG_COAL | INDIA | WR | UT | 2029 | 0.0036197 | 0
EG_COAL | INDIA | WR | UT | 2030 | 0.0036197 | 0
EG_COAL | INDIA | WR | UT | 2031 | 0.0036197 | 0
EG_COAL | INDIA | NR | DL | 2021 | 0 | 0
EG_COAL | INDIA | NR | DL | 2022 | 0 | 0
EG_COAL | INDIA | NR | DL | 2023 | 0 | 0
EG_COAL | INDIA | NR | DL | 2024 | 0 | 0
EG_COAL | INDIA | NR | DL | 2025 | 0 | 0
EG_COAL | INDIA | NR | DL | 2026 | 0 | 0
EG_COAL | INDIA | NR | DL | 2027 | 0 | 0
EG_COAL | INDIA | NR | DL | 2028 | 0 | 0
EG_COAL | INDIA | NR | DL | 2029 | 0 | 0
EG_COAL | INDIA | NR | DL | 2030 | 0 | 0
EG_COAL | INDIA | NR | DL | 2031 | 0 | 0
EG_SH | INDIA | SR | AP | 2021 | 0 | 0
EG_SH | INDIA | SR | AP | 2022 | 0.034654 | 0
EG_SH | INDIA | SR | AP | 2023 | 0.034654 | 0
EG_SH | INDIA | SR | AP | 2024 | 0.034654 | 0
EG_SH | INDIA | SR | AP | 2025 | 0.034654 | 0
EG_SH | INDIA | SR | AP | 2026 | 0.034654 | 0
EG_SH | INDIA | SR | AP | 2027 | 0.034654 | 0
EG_SH | INDIA | SR | AP | 2028 | 0.034654 | 0
EG_SH | INDIA | SR | AP | 2029 | 0.034654 | 0
EG_SH | INDIA | SR | AP | 2030 | 0.034654 | 0
EG_SH | INDIA | SR | AP | 2031 | 0.034654 | 0
EG_SH | INDIA | NER | AS | 2021 | 0 | 0
EG_SH | INDIA | NER | AS | 2022 | 0.0072917 | 0
EG_SH | INDIA | NER | AS | 2023 | 0.0072917 | 0
EG_SH | INDIA | NER | AS | 2024 | 0.0072917 | 0
EG_SH | INDIA | NER | NE | 2021 | 0 | 0
EG_SH | INDIA | NER | NE | 2022 | 0.06506 | 0
EG_SH | INDIA | NER | NE | 2023 | 0.06506 | 0
EG_SH | INDIA | NER | NE | 2024 | 0.06506 | 0
EG_SH | INDIA | NER | NE | 2025 | 0.06506 | 0
EG_SH | INDIA | NER | NE | 2026 | 0.06506 | 0
EG_SH | INDIA | NER | NE | 2027 | 0.06506 | 0
EG_SH | INDIA | NER | NE | 2028 | 0.06506 | 0
EG_SH | INDIA | NER | NE | 2029 | 0.06506 | 0
EG_SH | INDIA | NER | NE | 2030 | 0.06506 | 0
EG_SH | INDIA | NER | NE | 2031 | 0.06506 | 0
EG_SH | INDIA | NER | AS | 2025 | 0.0072917 | 0
EG_SH | INDIA | NER | AS | 2026 | 0.0072917 | 0
EG_SH | INDIA | NER | AS | 2027 | 0.0072917 | 0
EG_SH | INDIA | NER | AS | 2028 | 0.0072917 | 0
EG_SH | INDIA | NER | AS | 2029 | 0.0072917 | 0
EG_SH | INDIA | NER | AS | 2030 | 0.0072917 | 0
EG_SH | INDIA | NER | AS | 2031 | 0.0072917 | 0
EG_SH | INDIA | ER | BR | 2021 | 0 | 0
EG_SH | INDIA | ER | BR | 2022 | 0.015114 | 0
EG_SH | INDIA | ER | BR | 2023 | 0.015114 | 0
EG_SH | INDIA | ER | BR | 2024 | 0.015114 | 0
EG_SH | INDIA | ER | BR | 2025 | 0.015114 | 0
EG_SH | INDIA | ER | BR | 2026 | 0.015114 | 0
EG_SH | INDIA | ER | BR | 2027 | 0.015114 | 0
EG_SH | INDIA | ER | BR | 2028 | 0.015114 | 0
EG_SH | INDIA | ER | BR | 2029 | 0.015114 | 0
EG_SH | INDIA | ER | BR | 2030 | 0.015114 | 0
EG_SH | INDIA | ER | BR | 2031 | 0.015114 | 0
EG_SH | INDIA | WR | CG | 2021 | 0 | 0
EG_SH | INDIA | WR | CG | 2022 | 0.016247 | 0
EG_SH | INDIA | WR | CG | 2023 | 0.016247 | 0
EG_SH | INDIA | WR | CG | 2024 | 0.016247 | 0
EG_SH | INDIA | WR | CG | 2025 | 0.016247 | 0
EG_SH | INDIA | WR | CG | 2026 | 0.016247 | 0
EG_SH | INDIA | WR | CG | 2027 | 0.016247 | 0
EG_SH | INDIA | WR | CG | 2028 | 0.016247 | 0
EG_SH | INDIA | WR | CG | 2029 | 0.016247 | 0
EG_SH | INDIA | WR | CG | 2030 | 0.016247 | 0
EG_SH | INDIA | WR | CG | 2031 | 0.016247 | 0
EG_SH | INDIA | WR | GA | 2021 | 0 | 0
EG_SH | INDIA | WR | GA | 2022 | 1.0689e-05 | 0
EG_SH | INDIA | WR | GA | 2023 | 1.0689e-05 | 0
EG_SH | INDIA | WR | GA | 2024 | 1.0689e-05 | 0
EG_SH | INDIA | WR | GA | 2025 | 1.0689e-05 | 0
EG_SH | INDIA | WR | GA | 2026 | 1.0689e-05 | 0
EG_SH | INDIA | WR | GA | 2027 | 1.0689e-05 | 0
EG_SH | INDIA | WR | GA | 2028 | 1.0689e-05 | 0
EG_SH | INDIA | WR | GA | 2029 | 1.0689e-05 | 0
EG_SH | INDIA | WR | GA | 2030 | 1.0689e-05 | 0
EG_SH | INDIA | WR | GA | 2031 | 1.0689e-05 | 0
EG_SH | INDIA | WR | GJ | 2021 | 0.00999 | 0.00999
EG_SH | INDIA | WR | GJ | 2022 | 0.01474 | 0
EG_SH | INDIA | WR | GJ | 2023 | 0.01474 | 0
EG_SH | INDIA | WR | GJ | 2024 | 0.01474 | 0
EG_SH | INDIA | WR | GJ | 2025 | 0.01474 | 0
EG_SH | INDIA | WR | GJ | 2026 | 0.01474 | 0
EG_SH | INDIA | WR | GJ | 2027 | 0.01474 | 0
EG_SH | INDIA | WR | GJ | 2028 | 0.01474 | 0
EG_SH | INDIA | WR | GJ | 2029 | 0.01474 | 0
EG_SH | INDIA | WR | GJ | 2030 | 0.01474 | 0
EG_SH | INDIA | WR | GJ | 2031 | 0.01474 | 0
EG_SH | INDIA | NR | HR | 2021 | 0 | 0
EG_SH | INDIA | NR | HR | 2022 | 0.015712 | 0
EG_SH | INDIA | NR | HR | 2023 | 0.015712 | 0
EG_SH | INDIA | NR | HR | 2024 | 0.015712 | 0
EG_SH | INDIA | NR | HR | 2025 | 0.015712 | 0
EG_SH | INDIA | NR | HR | 2026 | 0.015712 | 0
EG_SH | INDIA | NR | HR | 2027 | 0.015712 | 0
EG_SH | INDIA | NR | HR | 2028 | 0.015712 | 0
EG_SH | INDIA | NR | HR | 2029 | 0.015712 | 0
EG_SH | INDIA | NR | HR | 2030 | 0.015712 | 0
EG_SH | INDIA | NR | HR | 2031 | 0.015712 | 0
EG_SH | INDIA | NR | HP | 2021 | 0.0246 | 0.0246
EG_SH | INDIA | NR | HP | 2022 | 0.19485 | 0
EG_SH | INDIA | NR | HP | 2023 | 0.19485 | 0
EG_SH | INDIA | NR | HP | 2024 | 0.19485 | 0
EG_SH | INDIA | NR | HP | 2025 | 0.19485 | 0
EG_SH | INDIA | NR | HP | 2026 | 0.19485 | 0
EG_SH | INDIA | NR | HP | 2027 | 0.19485 | 0
EG_SH | INDIA | NR | HP | 2028 | 0.19485 | 0
EG_SH | INDIA | NR | HP | 2029 | 0.19485 | 0
EG_SH | INDIA | NR | HP | 2030 | 0.19485 | 0
EG_SH | INDIA | NR | HP | 2031 | 0.19485 | 0
EG_SH | INDIA | NR | JK | 2021 | 0.0055 | 0.0055
EG_SH | INDIA | NR | JK | 2022 | 0.038581 | 0
EG_SH | INDIA | NR | JK | 2023 | 0.038581 | 0
EG_SH | INDIA | NR | JK | 2024 | 0.038581 | 0
EG_SH | INDIA | NR | JK | 2025 | 0.038581 | 0
EG_SH | INDIA | NR | JK | 2026 | 0.038581 | 0
EG_SH | INDIA | NR | JK | 2027 | 0.038581 | 0
EG_SH | INDIA | NR | JK | 2028 | 0.038581 | 0
EG_SH | INDIA | NR | JK | 2029 | 0.038581 | 0
EG_SH | INDIA | NR | JK | 2030 | 0.038581 | 0
EG_SH | INDIA | NR | JK | 2031 | 0.038581 | 0
EG_SH | INDIA | ER | JH | 2021 | 0 | 0
EG_SH | INDIA | ER | JH | 2022 | 0.00086577 | 0
EG_SH | INDIA | ER | JH | 2023 | 0.00086577 | 0
EG_SH | INDIA | ER | JH | 2024 | 0.00086577 | 0
EG_SH | INDIA | ER | JH | 2025 | 0.00086577 | 0
EG_SH | INDIA | ER | JH | 2026 | 0.00086577 | 0
EG_SH | INDIA | ER | JH | 2027 | 0.00086577 | 0
EG_SH | INDIA | ER | JH | 2028 | 0.00086577 | 0
EG_SH | INDIA | ER | JH | 2029 | 0.00086577 | 0
EG_SH | INDIA | ER | JH | 2030 | 0.00086577 | 0
EG_SH | INDIA | ER | JH | 2031 | 0.00086577 | 0
EG_SH | INDIA | SR | KA | 2021 | 0 | 0
EG_SH | INDIA | SR | KA | 2022 | 0.27378 | 0
EG_SH | INDIA | SR | KA | 2023 | 0.27378 | 0
EG_SH | INDIA | SR | KA | 2024 | 0.27378 | 0
EG_SH | INDIA | SR | KA | 2025 | 0.27378 | 0
EG_SH | INDIA | SR | KA | 2026 | 0.27378 | 0
EG_SH | INDIA | SR | KA | 2027 | 0.27378 | 0
EG_SH | INDIA | SR | KA | 2028 | 0.27378 | 0
EG_SH | INDIA | SR | KA | 2029 | 0.27378 | 0
EG_SH | INDIA | SR | KA | 2030 | 0.27378 | 0
EG_SH | INDIA | SR | KA | 2031 | 0.27378 | 0
EG_SH | INDIA | SR | KL | 2021 | 0.008 | 0.008
EG_SH | INDIA | SR | KL | 2022 | 0.047461 | 0
EG_SH | INDIA | SR | KL | 2023 | 0.047461 | 0
EG_SH | INDIA | SR | KL | 2024 | 0.047461 | 0
EG_SH | INDIA | SR | KL | 2025 | 0.047461 | 0
EG_SH | INDIA | SR | KL | 2026 | 0.047461 | 0
EG_SH | INDIA | SR | KL | 2027 | 0.047461 | 0
EG_SH | INDIA | SR | KL | 2028 | 0.047461 | 0
EG_SH | INDIA | SR | KL | 2029 | 0.047461 | 0
EG_SH | INDIA | SR | KL | 2030 | 0.047461 | 0
EG_SH | INDIA | SR | KL | 2031 | 0.047461 | 0
EG_SH | INDIA | WR | MP | 2021 | 0.0038 | 0.0038
EG_SH | INDIA | WR | MP | 2022 | 0.020503 | 0
EG_SH | INDIA | WR | MP | 2023 | 0.020503 | 0
EG_SH | INDIA | WR | MP | 2024 | 0.020503 | 0
EG_SH | INDIA | WR | MP | 2025 | 0.020503 | 0
EG_SH | INDIA | WR | MP | 2026 | 0.020503 | 0
EG_SH | INDIA | WR | MP | 2027 | 0.020503 | 0
EG_SH | INDIA | WR | MP | 2028 | 0.020503 | 0
EG_SH | INDIA | WR | MP | 2029 | 0.020503 | 0
EG_SH | INDIA | WR | MP | 2030 | 0.020503 | 0
EG_SH | INDIA | WR | MP | 2031 | 0.020503 | 0
EG_SH | INDIA | WR | MH | 2021 | 5e-06 | 5e-06
EG_SH | INDIA | WR | MH | 2022 | 0.081142 | 0
EG_SH | INDIA | WR | MH | 2023 | 0.081142 | 0
EG_SH | INDIA | WR | MH | 2024 | 0.081142 | 0
EG_SH | INDIA | WR | MH | 2025 | 0.081142 | 0
EG_SH | INDIA | WR | MH | 2026 | 0.081142 | 0
EG_SH | INDIA | WR | MH | 2027 | 0.081142 | 0
EG_SH | INDIA | WR | MH | 2028 | 0.081142 | 0
EG_SH | INDIA | WR | MH | 2029 | 0.081142 | 0
EG_SH | INDIA | WR | MH | 2030 | 0.081142 | 0
EG_SH | INDIA | WR | MH | 2031 | 0.081142 | 0
EG_SH | INDIA | ER | OD | 2021 | 0.024005 | 0.024005
EG_SH | INDIA | ER | OD | 2022 | 0.013815 | 0
EG_SH | INDIA | ER | OD | 2023 | 0.013815 | 0
EG_SH | INDIA | ER | OD | 2024 | 0.013815 | 0
EG_SH | INDIA | ER | OD | 2025 | 0.013815 | 0
EG_SH | INDIA | ER | OD | 2026 | 0.013815 | 0
EG_SH | INDIA | ER | OD | 2027 | 0.013815 | 0
EG_SH | INDIA | ER | OD | 2028 | 0.013815 | 0
EG_SH | INDIA | ER | OD | 2029 | 0.013815 | 0
EG_SH | INDIA | ER | OD | 2030 | 0.013815 | 0
EG_SH | INDIA | ER | OD | 2031 | 0.013815 | 0
EG_SH | INDIA | NR | PB | 2021 | 0 | 0
EG_SH | INDIA | NR | PB | 2022 | 0.0371 | 0
EG_SH | INDIA | NR | PB | 2023 | 0.0371 | 0
EG_SH | INDIA | NR | PB | 2024 | 0.0371 | 0
EG_SH | INDIA | NR | PB | 2025 | 0.0371 | 0
EG_SH | INDIA | NR | PB | 2026 | 0.0371 | 0
EG_SH | INDIA | NR | PB | 2027 | 0.0371 | 0
EG_SH | INDIA | NR | PB | 2028 | 0.0371 | 0
EG_SH | INDIA | NR | PB | 2029 | 0.0371 | 0
EG_SH | INDIA | NR | PB | 2030 | 0.0371 | 0
EG_SH | INDIA | NR | PB | 2031 | 0.0371 | 0
EG_SH | INDIA | NR | RJ | 2021 | 0 | 0
EG_SH | INDIA | NR | RJ | 2022 | 0.0050984 | 0
EG_SH | INDIA | NR | RJ | 2023 | 0.0050984 | 0
EG_SH | INDIA | NR | RJ | 2024 | 0.0050984 | 0
EG_SH | INDIA | NR | RJ | 2025 | 0.0050984 | 0
EG_SH | INDIA | NR | RJ | 2026 | 0.0050984 | 0
EG_SH | INDIA | NR | RJ | 2027 | 0.0050984 | 0
EG_SH | INDIA | NR | RJ | 2028 | 0.0050984 | 0
EG_SH | INDIA | NR | RJ | 2029 | 0.0050984 | 0
EG_SH | INDIA | NR | RJ | 2030 | 0.0050984 | 0
EG_SH | INDIA | NR | RJ | 2031 | 0.0050984 | 0
EG_SH | INDIA | SR | TN | 2021 | 0 | 0
EG_SH | INDIA | SR | TN | 2022 | 0.026305 | 0
EG_SH | INDIA | SR | TN | 2023 | 0.026305 | 0
EG_SH | INDIA | SR | TN | 2024 | 0.026305 | 0
EG_SH | INDIA | SR | TN | 2025 | 0.026305 | 0
EG_SH | INDIA | SR | TN | 2026 | 0.026305 | 0
EG_SH | INDIA | SR | TN | 2027 | 0.026305 | 0
EG_SH | INDIA | SR | TN | 2028 | 0.026305 | 0
EG_SH | INDIA | SR | TN | 2029 | 0.026305 | 0
EG_SH | INDIA | SR | TN | 2030 | 0.026305 | 0
EG_SH | INDIA | SR | TN | 2031 | 0.026305 | 0
EG_SH | INDIA | SR | TS | 2021 | 0 | 0
EG_SH | INDIA | SR | TS | 2022 | 0.019425 | 0
EG_SH | INDIA | SR | TS | 2023 | 0.019425 | 0
EG_SH | INDIA | SR | TS | 2024 | 0.019425 | 0
EG_SH | INDIA | SR | TS | 2025 | 0.019425 | 0
EG_SH | INDIA | SR | TS | 2026 | 0.019425 | 0
EG_SH | INDIA | SR | TS | 2027 | 0.019425 | 0
EG_SH | INDIA | SR | TS | 2028 | 0.019425 | 0
EG_SH | INDIA | SR | TS | 2029 | 0.019425 | 0
EG_SH | INDIA | SR | TS | 2030 | 0.019425 | 0
EG_SH | INDIA | SR | TS | 2031 | 0.019425 | 0
EG_SH | INDIA | NR | UP | 2021 | 0.024 | 0.024
EG_SH | INDIA | NR | UP | 2022 | 0.0053656 | 0
EG_SH | INDIA | NR | UP | 2023 | 0.0053656 | 0
EG_SH | INDIA | NR | UP | 2024 | 0.0053656 | 0
EG_SH | INDIA | NR | UP | 2025 | 0.0053656 | 0
EG_SH | INDIA | NR | UP | 2026 | 0.0053656 | 0
EG_SH | INDIA | NR | UP | 2027 | 0.0053656 | 0
EG_SH | INDIA | NR | UP | 2028 | 0.0053656 | 0
EG_SH | INDIA | NR | UP | 2029 | 0.0053656 | 0
EG_SH | INDIA | NR | UP | 2030 | 0.0053656 | 0
EG_SH | INDIA | NR | UP | 2031 | 0.0053656 | 0
EG_SH | INDIA | NR | UK | 2021 | 0 | 0
EG_SH | INDIA | NR | UK | 2022 | 0.045815 | 0
EG_SH | INDIA | NR | UK | 2023 | 0.045815 | 0
EG_SH | INDIA | NR | UK | 2024 | 0.045815 | 0
EG_SH | INDIA | NR | UK | 2025 | 0.045815 | 0
EG_SH | INDIA | NR | UK | 2026 | 0.045815 | 0
EG_SH | INDIA | NR | UK | 2027 | 0.045815 | 0
EG_SH | INDIA | NR | UK | 2028 | 0.045815 | 0
EG_SH | INDIA | NR | UK | 2029 | 0.045815 | 0
EG_SH | INDIA | NR | UK | 2030 | 0.045815 | 0
EG_SH | INDIA | NR | UK | 2031 | 0.045815 | 0
EG_SH | INDIA | ER | WB | 2021 | 0 | 0
EG_SH | INDIA | ER | WB | 2022 | 0.021056 | 0
EG_SH | INDIA | ER | WB | 2023 | 0.021056 | 0
EG_SH | INDIA | ER | WB | 2024 | 0.021056 | 0
EG_SH | INDIA | ER | WB | 2025 | 0.021056 | 0
EG_SH | INDIA | ER | WB | 2026 | 0.021056 | 0
EG_SH | INDIA | ER | WB | 2027 | 0.021056 | 0
EG_SH | INDIA | ER | WB | 2028 | 0.021056 | 0
EG_SH | INDIA | ER | WB | 2029 | 0.021056 | 0
EG_SH | INDIA | ER | WB | 2030 | 0.021056 | 0
EG_SH | INDIA | ER | WB | 2031 | 0.021056 | 0
EG_SH | INDIA | WR | UT | 2021 | 0 | 0
EG_SH | INDIA | WR | UT | 2022 | 0 | 0
EG_SH | INDIA | WR | UT | 2023 | 0 | 0
EG_SH | INDIA | WR | UT | 2024 | 0 | 0
EG_SH | INDIA | WR | UT | 2025 | 0 | 0
EG_SH | INDIA | WR | UT | 2026 | 0 | 0
EG_SH | INDIA | WR | UT | 2027 | 0 | 0
EG_SH | INDIA | WR | UT | 2028 | 0 | 0
EG_SH | INDIA | WR | UT | 2029 | 0 | 0
EG_SH | INDIA | WR | UT | 2030 | 0 | 0
EG_SH | INDIA | WR | UT | 2031 | 0 | 0
EG_SH | INDIA | NR | DL | 2021 | 0 | 0
EG_SH | INDIA | NR | DL | 2022 | 0 | 0
EG_SH | INDIA | NR | DL | 2023 | 0 | 0
EG_SH | INDIA | NR | DL | 2024 | 0 | 0
EG_SH | INDIA | NR | DL | 2025 | 0 | 0
EG_SH | INDIA | NR | DL | 2026 | 0 | 0
EG_SH | INDIA | NR | DL | 2027 | 0 | 0
EG_SH | INDIA | NR | DL | 2028 | 0 | 0
EG_SH | INDIA | NR | DL | 2029 | 0 | 0
EG_SH | INDIA | NR | DL | 2030 | 0 | 0
EG_SH | INDIA | NR | DL | 2031 | 0 | 0
EG_BIOMASS | INDIA | SR | AP | 2021 | 0.00649 | 0.00649
EG_BIOMASS | INDIA | SR | AP | 2022 | 0.054526 | 0
EG_BIOMASS | INDIA | SR | AP | 2023 | 0.054526 | 0
EG_BIOMASS | INDIA | SR | AP | 2024 | 0.054526 | 0
EG_BIOMASS | INDIA | SR | AP | 2025 | 0.054526 | 0
EG_BIOMASS | INDIA | SR | AP | 2026 | 0.054526 | 0
EG_BIOMASS | INDIA | SR | AP | 2027 | 0.054526 | 0
EG_BIOMASS | INDIA | SR | AP | 2028 | 0.054526 | 0
EG_BIOMASS | INDIA | SR | AP | 2029 | 0.054526 | 0
EG_BIOMASS | INDIA | SR | AP | 2030 | 0.054526 | 0
EG_BIOMASS | INDIA | SR | AP | 2031 | 0.054526 | 0
EG_BIOMASS | INDIA | NER | AS | 2021 | 0.002 | 0.002
EG_BIOMASS | INDIA | NER | AS | 2022 | 0 | 0
EG_BIOMASS | INDIA | NER | AS | 2023 | 0 | 0
EG_BIOMASS | INDIA | NER | AS | 2024 | 0 | 0
EG_BIOMASS | INDIA | NER | NE | 2021 | 0 | 0
EG_BIOMASS | INDIA | NER | NE | 2022 | 0.0024176 | 0
EG_BIOMASS | INDIA | NER | NE | 2023 | 0.0024176 | 0
EG_BIOMASS | INDIA | NER | NE | 2024 | 0.0024176 | 0
EG_BIOMASS | INDIA | NER | NE | 2025 | 0.0024176 | 0
EG_BIOMASS | INDIA | NER | NE | 2026 | 0.0024176 | 0
EG_BIOMASS | INDIA | NER | NE | 2027 | 0.0024176 | 0
EG_BIOMASS | INDIA | NER | NE | 2028 | 0.0024176 | 0
EG_BIOMASS | INDIA | NER | NE | 2029 | 0.0024176 | 0
EG_BIOMASS | INDIA | NER | NE | 2030 | 0.0024176 | 0
EG_BIOMASS | INDIA | NER | NE | 2031 | 0.0024176 | 0
EG_BIOMASS | INDIA | NER | AS | 2025 | 0 | 0
EG_BIOMASS | INDIA | NER | AS | 2026 | 0 | 0
EG_BIOMASS | INDIA | NER | AS | 2027 | 0 | 0
EG_BIOMASS | INDIA | NER | AS | 2028 | 0 | 0
EG_BIOMASS | INDIA | NER | AS | 2029 | 0 | 0
EG_BIOMASS | INDIA | NER | AS | 2030 | 0 | 0
EG_BIOMASS | INDIA | NER | AS | 2031 | 0 | 0
EG_BIOMASS | INDIA | ER | BR | 2021 | 0.0035 | 0.0035
EG_BIOMASS | INDIA | ER | BR | 2022 | 0.011335 | 0
EG_BIOMASS | INDIA | ER | BR | 2023 | 0.011335 | 0
EG_BIOMASS | INDIA | ER | BR | 2024 | 0.011335 | 0
EG_BIOMASS | INDIA | ER | BR | 2025 | 0.011335 | 0
EG_BIOMASS | INDIA | ER | BR | 2026 | 0.011335 | 0
EG_BIOMASS | INDIA | ER | BR | 2027 | 0.011335 | 0
EG_BIOMASS | INDIA | ER | BR | 2028 | 0.011335 | 0
EG_BIOMASS | INDIA | ER | BR | 2029 | 0.011335 | 0
EG_BIOMASS | INDIA | ER | BR | 2030 | 0.011335 | 0
EG_BIOMASS | INDIA | ER | BR | 2031 | 0.011335 | 0
EG_BIOMASS | INDIA | WR | CG | 2021 | 0.0004 | 0.0004
EG_BIOMASS | INDIA | WR | CG | 2022 | 0.021636 | 0
EG_BIOMASS | INDIA | WR | CG | 2023 | 0.021636 | 0
EG_BIOMASS | INDIA | WR | CG | 2024 | 0.021636 | 0
EG_BIOMASS | INDIA | WR | CG | 2025 | 0.021636 | 0
EG_BIOMASS | INDIA | WR | CG | 2026 | 0.021636 | 0
EG_BIOMASS | INDIA | WR | CG | 2027 | 0.021636 | 0
EG_BIOMASS | INDIA | WR | CG | 2028 | 0.021636 | 0
EG_BIOMASS | INDIA | WR | CG | 2029 | 0.021636 | 0
EG_BIOMASS | INDIA | WR | CG | 2030 | 0.021636 | 0
EG_BIOMASS | INDIA | WR | CG | 2031 | 0.021636 | 0
EG_BIOMASS | INDIA | WR | GA | 2021 | 0 | 0
EG_BIOMASS | INDIA | WR | GA | 2022 | 5.9564e-05 | 0
EG_BIOMASS | INDIA | WR | GA | 2023 | 5.9564e-05 | 0
EG_BIOMASS | INDIA | WR | GA | 2024 | 5.9564e-05 | 0
EG_BIOMASS | INDIA | WR | GA | 2025 | 5.9564e-05 | 0
EG_BIOMASS | INDIA | WR | GA | 2026 | 5.9564e-05 | 0
EG_BIOMASS | INDIA | WR | GA | 2027 | 5.9564e-05 | 0
EG_BIOMASS | INDIA | WR | GA | 2028 | 5.9564e-05 | 0
EG_BIOMASS | INDIA | WR | GA | 2029 | 5.9564e-05 | 0
EG_BIOMASS | INDIA | WR | GA | 2030 | 5.9564e-05 | 0
EG_BIOMASS | INDIA | WR | GA | 2031 | 5.9564e-05 | 0
EG_BIOMASS | INDIA | WR | GJ | 2021 | 0 | 0
EG_BIOMASS | INDIA | WR | GJ | 2022 | 0.0078222 | 0
EG_BIOMASS | INDIA | WR | GJ | 2023 | 0.0078222 | 0
EG_BIOMASS | INDIA | WR | GJ | 2024 | 0.0078222 | 0
EG_BIOMASS | INDIA | WR | GJ | 2025 | 0.0078222 | 0
EG_BIOMASS | INDIA | WR | GJ | 2026 | 0.0078222 | 0
EG_BIOMASS | INDIA | WR | GJ | 2027 | 0.0078222 | 0
EG_BIOMASS | INDIA | WR | GJ | 2028 | 0.0078222 | 0
EG_BIOMASS | INDIA | WR | GJ | 2029 | 0.0078222 | 0
EG_BIOMASS | INDIA | WR | GJ | 2030 | 0.0078222 | 0
EG_BIOMASS | INDIA | WR | GJ | 2031 | 0.0078222 | 0
EG_BIOMASS | INDIA | NR | HR | 2021 | 0.0062 | 0.0062
EG_BIOMASS | INDIA | NR | HR | 2022 | 0.025395 | 0
EG_BIOMASS | INDIA | NR | HR | 2023 | 0.025395 | 0
EG_BIOMASS | INDIA | NR | HR | 2024 | 0.025395 | 0
EG_BIOMASS | INDIA | NR | HR | 2025 | 0.025395 | 0
EG_BIOMASS | INDIA | NR | HR | 2026 | 0.025395 | 0
EG_BIOMASS | INDIA | NR | HR | 2027 | 0.025395 | 0
EG_BIOMASS | INDIA | NR | HR | 2028 | 0.025395 | 0
EG_BIOMASS | INDIA | NR | HR | 2029 | 0.025395 | 0
EG_BIOMASS | INDIA | NR | HR | 2030 | 0.025395 | 0
EG_BIOMASS | INDIA | NR | HR | 2031 | 0.025395 | 0
EG_BIOMASS | INDIA | NR | HP | 2021 | 0.002 | 0.002
EG_BIOMASS | INDIA | NR | HP | 2022 | 0.0012614 | 0
EG_BIOMASS | INDIA | NR | HP | 2023 | 0.0012614 | 0
EG_BIOMASS | INDIA | NR | HP | 2024 | 0.0012614 | 0
EG_BIOMASS | INDIA | NR | HP | 2025 | 0.0012614 | 0
EG_BIOMASS | INDIA | NR | HP | 2026 | 0.0012614 | 0
EG_BIOMASS | INDIA | NR | HP | 2027 | 0.0012614 | 0
EG_BIOMASS | INDIA | NR | HP | 2028 | 0.0012614 | 0
EG_BIOMASS | INDIA | NR | HP | 2029 | 0.0012614 | 0
EG_BIOMASS | INDIA | NR | HP | 2030 | 0.0012614 | 0
EG_BIOMASS | INDIA | NR | HP | 2031 | 0.0012614 | 0
EG_BIOMASS | INDIA | NR | JK | 2021 | 0 | 0
EG_BIOMASS | INDIA | NR | JK | 2022 | 0 | 0
EG_BIOMASS | INDIA | NR | JK | 2023 | 0 | 0
EG_BIOMASS | INDIA | NR | JK | 2024 | 0 | 0
EG_BIOMASS | INDIA | NR | JK | 2025 | 0 | 0
EG_BIOMASS | INDIA | NR | JK | 2026 | 0 | 0
EG_BIOMASS | INDIA | NR | JK | 2027 | 0 | 0
EG_BIOMASS | INDIA | NR | JK | 2028 | 0 | 0
EG_BIOMASS | INDIA | NR | JK | 2029 | 0 | 0
EG_BIOMASS | INDIA | NR | JK | 2030 | 0 | 0
EG_BIOMASS | INDIA | NR | JK | 2031 | 0 | 0
EG_BIOMASS | INDIA | ER | JH | 2021 | 0 | 0
EG_BIOMASS | INDIA | ER | JH | 2022 | 0.00075331 | 0
EG_BIOMASS | INDIA | ER | JH | 2023 | 0.00075331 | 0
EG_BIOMASS | INDIA | ER | JH | 2024 | 0.00075331 | 0
EG_BIOMASS | INDIA | ER | JH | 2025 | 0.00075331 | 0
EG_BIOMASS | INDIA | ER | JH | 2026 | 0.00075331 | 0
EG_BIOMASS | INDIA | ER | JH | 2027 | 0.00075331 | 0
EG_BIOMASS | INDIA | ER | JH | 2028 | 0.00075331 | 0
EG_BIOMASS | INDIA | ER | JH | 2029 | 0.00075331 | 0
EG_BIOMASS | INDIA | ER | JH | 2030 | 0.00075331 | 0
EG_BIOMASS | INDIA | ER | JH | 2031 | 0.00075331 | 0
EG_BIOMASS | INDIA | SR | KA | 2021 | 0.0055 | 0.0055
EG_BIOMASS | INDIA | SR | KA | 2022 | 0.16634 | 0
EG_BIOMASS | INDIA | SR | KA | 2023 | 0.16634 | 0
EG_BIOMASS | INDIA | SR | KA | 2024 | 0.16634 | 0
EG_BIOMASS | INDIA | SR | KA | 2025 | 0.16634 | 0
EG_BIOMASS | INDIA | SR | KA | 2026 | 0.16634 | 0
EG_BIOMASS | INDIA | SR | KA | 2027 | 0.16634 | 0
EG_BIOMASS | INDIA | SR | KA | 2028 | 0.16634 | 0
EG_BIOMASS | INDIA | SR | KA | 2029 | 0.16634 | 0
EG_BIOMASS | INDIA | SR | KA | 2030 | 0.16634 | 0
EG_BIOMASS | INDIA | SR | KA | 2031 | 0.16634 | 0
EG_BIOMASS | INDIA | SR | KL | 2021 | 0.00155 | 0.00155
EG_BIOMASS | INDIA | SR | KL | 2022 | 0.00012614 | 0
EG_BIOMASS | INDIA | SR | KL | 2023 | 0.00012614 | 0
EG_BIOMASS | INDIA | SR | KL | 2024 | 0.00012614 | 0
EG_BIOMASS | INDIA | SR | KL | 2025 | 0.00012614 | 0
EG_BIOMASS | INDIA | SR | KL | 2026 | 0.00012614 | 0
EG_BIOMASS | INDIA | SR | KL | 2027 | 0.00012614 | 0
EG_BIOMASS | INDIA | SR | KL | 2028 | 0.00012614 | 0
EG_BIOMASS | INDIA | SR | KL | 2029 | 0.00012614 | 0
EG_BIOMASS | INDIA | SR | KL | 2030 | 0.00012614 | 0
EG_BIOMASS | INDIA | SR | KL | 2031 | 0.00012614 | 0
EG_BIOMASS | INDIA | WR | MP | 2021 | 0.002 | 0.002
EG_BIOMASS | INDIA | WR | MP | 2022 | 0.013008 | 0
EG_BIOMASS | INDIA | WR | MP | 2023 | 0.013008 | 0
EG_BIOMASS | INDIA | WR | MP | 2024 | 0.013008 | 0
EG_BIOMASS | INDIA | WR | MP | 2025 | 0.013008 | 0
EG_BIOMASS | INDIA | WR | MP | 2026 | 0.013008 | 0
EG_BIOMASS | INDIA | WR | MP | 2027 | 0.013008 | 0
EG_BIOMASS | INDIA | WR | MP | 2028 | 0.013008 | 0
EG_BIOMASS | INDIA | WR | MP | 2029 | 0.013008 | 0
EG_BIOMASS | INDIA | WR | MP | 2030 | 0.013008 | 0
EG_BIOMASS | INDIA | WR | MP | 2031 | 0.013008 | 0
EG_BIOMASS | INDIA | WR | MH | 2021 | 0.0683 | 0.0683
EG_BIOMASS | INDIA | WR | MH | 2022 | 0.22404 | 0
EG_BIOMASS | INDIA | WR | MH | 2023 | 0.22404 | 0
EG_BIOMASS | INDIA | WR | MH | 2024 | 0.22404 | 0
EG_BIOMASS | INDIA | WR | MH | 2025 | 0.22404 | 0
EG_BIOMASS | INDIA | WR | MH | 2026 | 0.22404 | 0
EG_BIOMASS | INDIA | WR | MH | 2027 | 0.22404 | 0
EG_BIOMASS | INDIA | WR | MH | 2028 | 0.22404 | 0
EG_BIOMASS | INDIA | WR | MH | 2029 | 0.22404 | 0
EG_BIOMASS | INDIA | WR | MH | 2030 | 0.22404 | 0
EG_BIOMASS | INDIA | WR | MH | 2031 | 0.22404 | 0
EG_BIOMASS | INDIA | ER | OD | 2021 | 0 | 0
EG_BIOMASS | INDIA | ER | OD | 2022 | 0.0059599 | 0
EG_BIOMASS | INDIA | ER | OD | 2023 | 0.0059599 | 0
EG_BIOMASS | INDIA | ER | OD | 2024 | 0.0059599 | 0
EG_BIOMASS | INDIA | ER | OD | 2025 | 0.0059599 | 0
EG_BIOMASS | INDIA | ER | OD | 2026 | 0.0059599 | 0
EG_BIOMASS | INDIA | ER | OD | 2027 | 0.0059599 | 0
EG_BIOMASS | INDIA | ER | OD | 2028 | 0.0059599 | 0
EG_BIOMASS | INDIA | ER | OD | 2029 | 0.0059599 | 0
EG_BIOMASS | INDIA | ER | OD | 2030 | 0.0059599 | 0
EG_BIOMASS | INDIA | ER | OD | 2031 | 0.0059599 | 0
EG_BIOMASS | INDIA | NR | PB | 2021 | 0.15635 | 0.15635
EG_BIOMASS | INDIA | NR | PB | 2022 | 0.040442 | 0
EG_BIOMASS | INDIA | NR | PB | 2023 | 0.040442 | 0
EG_BIOMASS | INDIA | NR | PB | 2024 | 0.040442 | 0
EG_BIOMASS | INDIA | NR | PB | 2025 | 0.040442 | 0
EG_BIOMASS | INDIA | NR | PB | 2026 | 0.040442 | 0
EG_BIOMASS | INDIA | NR | PB | 2027 | 0.040442 | 0
EG_BIOMASS | INDIA | NR | PB | 2028 | 0.040442 | 0
EG_BIOMASS | INDIA | NR | PB | 2029 | 0.040442 | 0
EG_BIOMASS | INDIA | NR | PB | 2030 | 0.040442 | 0
EG_BIOMASS | INDIA | NR | PB | 2031 | 0.040442 | 0
EG_BIOMASS | INDIA | NR | RJ | 2021 | 0 | 0
EG_BIOMASS | INDIA | NR | RJ | 2022 | 0.0108 | 0
EG_BIOMASS | INDIA | NR | RJ | 2023 | 0.0108 | 0
EG_BIOMASS | INDIA | NR | RJ | 2024 | 0.0108 | 0
EG_BIOMASS | INDIA | NR | RJ | 2025 | 0.0108 | 0
EG_BIOMASS | INDIA | NR | RJ | 2026 | 0.0108 | 0
EG_BIOMASS | INDIA | NR | RJ | 2027 | 0.0108 | 0
EG_BIOMASS | INDIA | NR | RJ | 2028 | 0.0108 | 0
EG_BIOMASS | INDIA | NR | RJ | 2029 | 0.0108 | 0
EG_BIOMASS | INDIA | NR | RJ | 2030 | 0.0108 | 0
EG_BIOMASS | INDIA | NR | RJ | 2031 | 0.0108 | 0
EG_BIOMASS | INDIA | SR | TN | 2021 | 0.0151 | 0.0151
EG_BIOMASS | INDIA | SR | TN | 2022 | 0.091002 | 0
EG_BIOMASS | INDIA | SR | TN | 2023 | 0.091002 | 0
EG_BIOMASS | INDIA | SR | TN | 2024 | 0.091002 | 0
EG_BIOMASS | INDIA | SR | TN | 2025 | 0.091002 | 0
EG_BIOMASS | INDIA | SR | TN | 2026 | 0.091002 | 0
EG_BIOMASS | INDIA | SR | TN | 2027 | 0.091002 | 0
EG_BIOMASS | INDIA | SR | TN | 2028 | 0.091002 | 0
EG_BIOMASS | INDIA | SR | TN | 2029 | 0.091002 | 0
EG_BIOMASS | INDIA | SR | TN | 2030 | 0.091002 | 0
EG_BIOMASS | INDIA | SR | TN | 2031 | 0.091002 | 0
EG_BIOMASS | INDIA | SR | TS | 2021 | 0.0208 | 0.0208
EG_BIOMASS | INDIA | SR | TS | 2022 | 0.018579 | 0
EG_BIOMASS | INDIA | SR | TS | 2023 | 0.018579 | 0
EG_BIOMASS | INDIA | SR | TS | 2024 | 0.018579 | 0
EG_BIOMASS | INDIA | SR | TS | 2025 | 0.018579 | 0
EG_BIOMASS | INDIA | SR | TS | 2026 | 0.018579 | 0
EG_BIOMASS | INDIA | SR | TS | 2027 | 0.018579 | 0
EG_BIOMASS | INDIA | SR | TS | 2028 | 0.018579 | 0
EG_BIOMASS | INDIA | SR | TS | 2029 | 0.018579 | 0
EG_BIOMASS | INDIA | SR | TS | 2030 | 0.018579 | 0
EG_BIOMASS | INDIA | SR | TS | 2031 | 0.018579 | 0
EG_BIOMASS | INDIA | NR | UP | 2021 | 0.00175 | 0.00175
EG_BIOMASS | INDIA | NR | UP | 2022 | 0.19915 | 0
EG_BIOMASS | INDIA | NR | UP | 2023 | 0.19915 | 0
EG_BIOMASS | INDIA | NR | UP | 2024 | 0.19915 | 0
EG_BIOMASS | INDIA | NR | UP | 2025 | 0.19915 | 0
EG_BIOMASS | INDIA | NR | UP | 2026 | 0.19915 | 0
EG_BIOMASS | INDIA | NR | UP | 2027 | 0.19915 | 0
EG_BIOMASS | INDIA | NR | UP | 2028 | 0.19915 | 0
EG_BIOMASS | INDIA | NR | UP | 2029 | 0.19915 | 0
EG_BIOMASS | INDIA | NR | UP | 2030 | 0.19915 | 0
EG_BIOMASS | INDIA | NR | UP | 2031 | 0.19915 | 0
EG_BIOMASS | INDIA | NR | UK | 2021 | 0 | 0
EG_BIOMASS | INDIA | NR | UK | 2022 | 0.016468 | 0
EG_BIOMASS | INDIA | NR | UK | 2023 | 0.016468 | 0
EG_BIOMASS | INDIA | NR | UK | 2024 | 0.016468 | 0
EG_BIOMASS | INDIA | NR | UK | 2025 | 0.016468 | 0
EG_BIOMASS | INDIA | NR | UK | 2026 | 0.016468 | 0
EG_BIOMASS | INDIA | NR | UK | 2027 | 0.016468 | 0
EG_BIOMASS | INDIA | NR | UK | 2028 | 0.016468 | 0
EG_BIOMASS | INDIA | NR | UK | 2029 | 0.016468 | 0
EG_BIOMASS | INDIA | NR | UK | 2030 | 0.016468 | 0
EG_BIOMASS | INDIA | NR | UK | 2031 | 0.016468 | 0
EG_BIOMASS | INDIA | ER | WB | 2021 | 0 | 0
EG_BIOMASS | INDIA | ER | WB | 2022 | 0.029768 | 0
EG_BIOMASS | INDIA | ER | WB | 2023 | 0.029768 | 0
EG_BIOMASS | INDIA | ER | WB | 2024 | 0.029768 | 0
EG_BIOMASS | INDIA | ER | WB | 2025 | 0.029768 | 0
EG_BIOMASS | INDIA | ER | WB | 2026 | 0.029768 | 0
EG_BIOMASS | INDIA | ER | WB | 2027 | 0.029768 | 0
EG_BIOMASS | INDIA | ER | WB | 2028 | 0.029768 | 0
EG_BIOMASS | INDIA | ER | WB | 2029 | 0.029768 | 0
EG_BIOMASS | INDIA | ER | WB | 2030 | 0.029768 | 0
EG_BIOMASS | INDIA | ER | WB | 2031 | 0.029768 | 0
EG_BIOMASS | INDIA | WR | UT | 2021 | 0 | 0
EG_BIOMASS | INDIA | WR | UT | 2022 | 0 | 0
EG_BIOMASS | INDIA | WR | UT | 2023 | 0 | 0
EG_BIOMASS | INDIA | WR | UT | 2024 | 0 | 0
EG_BIOMASS | INDIA | WR | UT | 2025 | 0 | 0
EG_BIOMASS | INDIA | WR | UT | 2026 | 0 | 0
EG_BIOMASS | INDIA | WR | UT | 2027 | 0 | 0
EG_BIOMASS | INDIA | WR | UT | 2028 | 0 | 0
EG_BIOMASS | INDIA | WR | UT | 2029 | 0 | 0
EG_BIOMASS | INDIA | WR | UT | 2030 | 0 | 0
EG_BIOMASS | INDIA | WR | UT | 2031 | 0 | 0
EG_BIOMASS | INDIA | NR | DL | 2021 | 0 | 0
EG_BIOMASS | INDIA | NR | DL | 2022 | 0.0091099 | 0
EG_BIOMASS | INDIA | NR | DL | 2023 | 0.0091099 | 0
EG_BIOMASS | INDIA | NR | DL | 2024 | 0.0091099 | 0
EG_BIOMASS | INDIA | NR | DL | 2025 | 0.0091099 | 0
EG_BIOMASS | INDIA | NR | DL | 2026 | 0.0091099 | 0
EG_BIOMASS | INDIA | NR | DL | 2027 | 0.0091099 | 0
EG_BIOMASS | INDIA | NR | DL | 2028 | 0.0091099 | 0
EG_BIOMASS | INDIA | NR | DL | 2029 | 0.0091099 | 0
EG_BIOMASS | INDIA | NR | DL | 2030 | 0.0091099 | 0
EG_BIOMASS | INDIA | NR | DL | 2031 | 0.0091099 | 0
RF_LPG | INDIA |  |  | 2021 | 2.7515 | 0
RF_LPG | INDIA |  |  | 2022 | 3.0129 | 0.11017
RF_LPG | INDIA |  |  | 2023 | 3.2991 | 0.87667
RF_LPG | INDIA |  |  | 2024 | 3.6125 | 0.25785
RF_LPG | INDIA |  |  | 2025 | 3.9557 | 1.1251
RF_LPG | INDIA |  |  | 2026 | 4.3315 | 0.2344
RF_LPG | INDIA |  |  | 2027 | 4.743 | 0
RF_LPG | INDIA |  |  | 2028 | 5.1936 | 0.46881
RF_LPG | INDIA |  |  | 2029 | 5.687 | 0
RF_LPG | INDIA |  |  | 2030 | 6.2272 | 0
RF_LPG | INDIA |  |  | 2031 | 6.8188 | 0.33754
RF_MS | INDIA |  |  | 2021 | 3.1324 | 0
RF_MS | INDIA |  |  | 2022 | 3.43 | 0.34452
RF_MS | INDIA |  |  | 2023 | 3.7558 | 2.7415
RF_MS | INDIA |  |  | 2024 | 4.1126 | 0.80632
RF_MS | INDIA |  |  | 2025 | 4.5033 | 3.5185
RF_MS | INDIA |  |  | 2026 | 4.9311 | 0.73302
RF_MS | INDIA |  |  | 2027 | 5.3996 | 0
RF_MS | INDIA |  |  | 2028 | 5.9125 | 1.466
RF_MS | INDIA |  |  | 2029 | 6.4742 | 0
RF_MS | INDIA |  |  | 2030 | 7.0893 | 0
RF_MS | INDIA |  |  | 2031 | 7.7628 | 1.0556
RF_ATF | INDIA |  |  | 2021 | 0.8359 | 0
RF_ATF | INDIA |  |  | 2022 | 0.91531 | 0.12857
RF_ATF | INDIA |  |  | 2023 | 1.0231 | 1.0231
RF_ATF | INDIA |  |  | 2024 | 1.1203 | 0.30091
RF_ATF | INDIA |  |  | 2025 | 1.313 | 1.313
RF_ATF | INDIA |  |  | 2026 | 1.4378 | 0.27355
RF_ATF | INDIA |  |  | 2027 | 1.5744 | 0
RF_ATF | INDIA |  |  | 2028 | 1.7239 | 0.5471
RF_ATF | INDIA |  |  | 2029 | 1.8877 | 0
RF_ATF | INDIA |  |  | 2030 | 2.067 | 0
RF_ATF | INDIA |  |  | 2031 | 2.2634 | 0.39391
RF_HSD | INDIA |  |  | 2021 | 8.6319 | 0
RF_HSD | INDIA |  |  | 2022 | 9.4519 | 0.99571
RF_HSD | INDIA |  |  | 2023 | 10.3499 | 7.9233
RF_HSD | INDIA |  |  | 2024 | 11.3331 | 2.3304
RF_HSD | INDIA |  |  | 2025 | 12.4098 | 10.169
RF_HSD | INDIA |  |  | 2026 | 13.5887 | 2.1185
RF_HSD | INDIA |  |  | 2027 | 14.8796 | 0
RF_HSD | INDIA |  |  | 2028 | 16.2932 | 4.2371
RF_HSD | INDIA |  |  | 2029 | 17.841 | 0
RF_HSD | INDIA |  |  | 2030 | 19.5359 | 0
RF_HSD | INDIA |  |  | 2031 | 21.3918 | 3.0507
RF_OTHERPP | INDIA |  |  | 2021 | 3.2432 | 0
RF_OTHERPP | INDIA |  |  | 2022 | 3.5513 | 0.29857
RF_OTHERPP | INDIA |  |  | 2023 | 3.8886 | 2.3759
RF_OTHERPP | INDIA |  |  | 2024 | 4.258 | 0.69879
RF_OTHERPP | INDIA |  |  | 2025 | 4.6626 | 3.0493
RF_OTHERPP | INDIA |  |  | 2026 | 5.1055 | 0.63527
RF_OTHERPP | INDIA |  |  | 2027 | 5.5905 | 0
RF_OTHERPP | INDIA |  |  | 2028 | 6.1216 | 1.2705
RF_OTHERPP | INDIA |  |  | 2029 | 6.7032 | 0
RF_OTHERPP | INDIA |  |  | 2030 | 7.34 | 0
RF_OTHERPP | INDIA |  |  | 2031 | 8.0373 | 0.91478