## FileInfo
Perspectives on Indian Energy based on Rumi (PIER)
Prayas (Energy Group)
2021
Release date: | 2021-10-01
Contact: | energy.model@prayaspune.org
Suggested Citations
PIER Git repo: | Link to PIER Git | Prayas (Energy Group). (2021, October). PIER: Modelling the Indian energy system through the 2020s. Perspectives on Indian Energy based on Rumi (PIER). https://www.prayaspune.org/peg/publications/item/512
PIER report: | Link to PIER Report
Rumi Git repo: | Link to Rumi Git | Prayas (Energy Group). (2021, October). Rumi: An open-source energy systems modelling platform developed by Prayas (Energy Group). https://github.com/prayas-energy/Rumi
Source workbook | Folder | Sl no. | Parameter files
EC_Transfers.xlsx | Global Data/Supply/Parameters/Transfers | 1 | EC_Transfers.csv
| Scenarios/S2_PRS/Supply/Parameters/Transfers | 2 | EC_Transfers.csv
| Scenarios/S3_ORS/Supply/Parameters/Transfers | 3 | EC_Transfers.csv
Documentation
1 | This workbook captures the details of the transfer of energy carriers across geographies and the associated transit cost, transit loss and maximum limit on energy flow that can happen at an annual level. (e.g. Transmission & Distribution costs & losses for Electricity)
2 | Transit cost represents the cost of supplying EC from any point within the source area to the boundary of the destination and is specified as currency per physical units for physical carriers and energy units for non-physical carriers.
4 | Transit loss is specified as a fraction to be applied to the quantity being supplied from anywhere within the source to the boundary of the destination.
5 | Intra-regional transit cost and transit loss of supplying within an area are given by specifying the same source and destination.
6 | The maximum flow limit which is to be applied before the losses is EC unit (physical or energy) per unit time. Depending on the balancing time of the EC, the flow limit is specified as per hour, per day or year and is divided pro-rata for any period in between (e.g. for few hours in a day or per season)
7 | Please note the units in final CSVs are : Transit cost - Million Rs/Million tonne, Million Rs/BCM(physical) or Million Rs/GWh (energy); Transit loss - as a fraction; Max flow limit - Million tonnes or GW. A value of -1 signifies that there is no flow limit.
8 | This workbook contains PowerQueries, please refresh them in the order they appear in 'Data->Show Queries'
Sources
1 | Central Electricity Regulatory Commission (Terms and Conditions of Tariff) Regulations, 2019, Government of India (https://cercind.gov.in/2019/regulation/Tariff%20Regulations-2019.pdf)
2 | Railway freight rates May 2021 obtained from: https://www.fois.indianrail.gov.in/FOISWebPortal/FWP_FrgtRates
3 | PNGRB Petroleum Products Access Code for Common Carrier regulations. (https://www.pngrb.gov.in/OurRegulation/pdf/Reference-Regulation/ppp-access-code-Infra.pdf)
4 | Indian Petroleum & Natural Gas Statistics 2019-20, Ministry of Petroleum & Natural Gas, Government of India. (https://mopng.gov.in/files/TableManagements/IPNG-2019-20.pdf)
5 | Sample Retail Invoice for Indraprastha Gas Ltd., (https://www.iglonline.net//know_your_bill_revised.jpg)
6 | Tariff orders for NGPL, Petroleum and Natural Gas Regulatory Board (https://www.pngrb.gov.in/eng-web/trans-tariff.html)
7 | Notification for Escalation factors & other parameters, Central Electricity Regulatory Commission, October 2020, (http://www.cercind.gov.in/2020/escalation/Explanation%20for%20the%20Notification%2012-10-2020.pdf)
8 | Authorization letters for proposed Natural gas pipelines issued by Petroleum & Natural Gas Regulatory Board (https://pngrb.gov.in/eng-web/ngpl-auth.html)
9 | Data For Electricity generation, availability, total consumption & T&D losses, 2006-2019, India Energy Dashboards, NITI Aayog (https://www.niti.gov.in/edm/#elecPotential)
10 | All India Electricity Statistics, General Review 2020, Central Electricity Authority, Ministry of Power, Government of India
11 | Transmission charges for Designated ISTS Consumers (DICs), NLDC, POSOCO, Government of India (https://posoco.in/transmission-pricing/notification-of-transmission-charges-for-the-dics)
12 | Applicable Transmission Losses, NLDC, POSOCO, Government of India (https://posoco.in/side-menu-pages/applicable-transmission-losses)
13 | Thomas Spencer, Neshwin Rodrigues, Raghav Pachouri, Shubham Thakre, and G. Renjith, (2020), “Renewable Power Pathways: Modelling the Integration of Wind and Solar in India by 2030”, TERI Discussion Paper (New Delhi: The Energy and Resources Institute)
14 | Operational Performance report for February 2021, NLDC, POSOCO, Government of India (https://posoco.in/download/monthly_report_february_2021/?wpdmdl=35938)
15 | Distribution cost & Sales data compiled for few states from tariff orders by respective state Electricity Regiulatory Commissions (AP, UP, MP, RJ, MH, BR, KA, HR & CG)
Sources
1
2
Various indicators from RBI
GDP data published by MOSPI

## Maps
Year
2021
2022
2023
2024
2025
2026
2027
2028
2029
2030
2031

## COAL
Representative location in each region to estimate approximate distances – picking roughly the centre of the region | [5 empty] | Railway freight rates May 2021 obtained from: https://www.fois.indianrail.gov.in/FOISWebPortal/FWP_FrgtRates
Intra-region distance approximated to about half of the distance from the representation location to an ‘extreme’ location | [5 empty] | For commodity “Anthracite coal”, with rate class 145-A for train load.
All distances approximately from Google maps road travel distances
Region | Rep location | Extreme locn | Extreme dist | Intra-region dist |  |  | DISTANCE KM
ER | Jamshedpur | Siliguri | 630 | 315 |  | RATE CLASS | FROM | TO | RATE PER TON
WR | Khandwa | Panaji | 1000 | 500 |  | 145A | 1 | 100 | 216
NR | New Delhi | Varanasi | 850 | 425 |  | 145A | 101 | 125 | 389.6
SR | Anantapur | Vishakhapatnam | 840 | 420 |  | 145A | 126 | 150 | 448.9
NER | Jorhat | Gangtok | 780 | 390 |  | 145A | 151 | 175 | 488.7
[6 empty] | 145A | 176 | 200 | 532.2
[6 empty] | 145A | 201 | 275 | 672.5
Inter-regional distances | [5 empty] | 145A | 276 | 350 | 797.2
Distance km | ER | WR | NR | SR | NER | 145A | 351 | 425 | 926
ER | 315 | 1300 | 1350 | 1600 | 1350 | 145A | 426 | 500 | 1054.7
WR | 1300 | 500 | 950 | 1150 | 2400 | 145A | 501 | 600 | 1228
NR | 1350 | 950 | 425 | 1950 | 2150 | 145A | 601 | 700 | 1398.7
SR | 1600 | 1150 | 1950 | 420 | 3000 | 145A | 701 | 730 | 1435.6
NER | 1350 | 2400 | 2150 | 3000 | 390 | 145A | 731 | 760 | 1484
[6 empty] | 145A | 761 | 790 | 1537.9
[6 empty] | 145A | 791 | 820 | 1586.7
Inter-region transit costs for coal | [5 empty] | 145A | 821 | 850 | 1640.3
Million Rs / Million tonne | ER | WR | NR | SR | NER | 145A | 851 | 880 | 1688.6
ER | 797.2 | 2399.6 | 2497.6 | 2776.7 | 2497.6 | 145A | 881 | 910 | 1737
WR | 2399.6 | 1054.7 | 1838.6 | 2160.3 | 3354.5 | 145A | 911 | 940 | 1790.2
NR | 2497.6 | 1838.6 | 926 | 3029.6 | 3174 | 145A | 941 | 970 | 1838.6
SR | 2776.7 | 2160.3 | 3029.6 | 926 | 3787.9 | 145A | 971 | 1000 | 1891.8
NER | 2497.6 | 3354.5 | 3174 | 3787.9 | 926 | 145A | 1001 | 1020 | 1919.9
[6 empty] | 145A | 1021 | 1040 | 1955.2
[6 empty] | 145A | 1041 | 1060 | 1990.5
Transit Loss | [5 empty] | 145A | 1061 | 1080 | 2025.7
CERC MYT tariff regulations 2019 (regulation #39) have the following for permitted transit losses of coal | [5 empty] | 145A | 1081 | 1100 | 2061
Non-pithead | 0.8% |  |  |  |  | 145A | 1101 | 1120 | 2090
Pit-head | 0.2% |  |  |  |  | 145A | 1121 | 1140 | 2125.1
Interpreting the above to say that intra-region losses (where distances are lower) would be equivalent to pit-head plants | [5 empty] | 145A | 1141 | 1160 | 2160.3
Inter-region losses (where distances would be greater) would be equivalent to non-pithead plants | [5 empty] | 145A | 1161 | 1180 | 2195.6
[6 empty] | 145A | 1181 | 1200 | 2230.7
Transit loss fraction | ER | WR | NR | SR | NER | 145A | 1201 | 1220 | 2259.4
ER | 0.002 | 0.008 | 0.008 | 0.008 | 0.008 | 145A | 1221 | 1240 | 2294.4
WR | 0.008 | 0.002 | 0.008 | 0.008 | 0.008 | 145A | 1241 | 1260 | 2329.4
NR | 0.008 | 0.008 | 0.002 | 0.008 | 0.008 | 145A | 1261 | 1280 | 2364.6
SR | 0.008 | 0.008 | 0.008 | 0.002 | 0.008 | 145A | 1281 | 1300 | 2399.6
NER | 0.008 | 0.008 | 0.008 | 0.008 | 0.002 | 145A | 1301 | 1320 | 2427.7
[6 empty] | 145A | 1321 | 1340 | 2462.6
MaxTransit between any pair of regions | [5 empty] | 145A | 1341 | 1360 | 2497.6
Max Transit | ER | WR | NR | SR | NER | 145A | 1361 | 1380 | 2532.6
ER | -1 | -1 | -1 | -1 | -1 | 145A | 1381 | 1400 | 2567.6
WR | -1 | -1 | -1 | -1 | -1 | 145A | 1401 | 1420 | 2596.1
NR | -1 | -1 | -1 | -1 | -1 | 145A | 1421 | 1440 | 2630.9
SR | -1 | -1 | -1 | -1 | -1 | 145A | 1441 | 1460 | 2665.8
NER | -1 | -1 | -1 | -1 | -1 | 145A | 1461 | 1480 | 2680.9
[6 empty] | 145A | 1481 | 1500 | 2695
[6 empty] | 145A | 1501 | 1510 | 2706.7
[6 empty] | 145A | 1511 | 1520 | 2719
[6 empty] | 145A | 1521 | 1530 | 2726.1
[6 empty] | 145A | 1531 | 1540 | 2733.4
[6 empty] | 145A | 1541 | 1550 | 2740.6
[6 empty] | 145A | 1551 | 1560 | 2747.8
[6 empty] | 145A | 1561 | 1570 | 2755.1
[6 empty] | 145A | 1571 | 1580 | 2762.3
[6 empty] | 145A | 1581 | 1590 | 2769.5
[6 empty] | 145A | 1591 | 1600 | 2776.7
[6 empty] | 145A | 1601 | 1610 | 2783.9
[6 empty] | 145A | 1611 | 1620 | 2791.2
[6 empty] | 145A | 1621 | 1630 | 2798.4
[6 empty] | 145A | 1631 | 1640 | 2805.6
[6 empty] | 145A | 1641 | 1650 | 2812.8
[6 empty] | 145A | 1651 | 1660 | 2820.1
[6 empty] | 145A | 1661 | 1670 | 2827.3
[6 empty] | 145A | 1671 | 1680 | 2834.5
[6 empty] | 145A | 1681 | 1690 | 2841.7
[6 empty] | 145A | 1691 | 1700 | 2848.9
[6 empty] | 145A | 1701 | 1710 | 2856.2
[6 empty] | 145A | 1711 | 1720 | 2863.4
[6 empty] | 145A | 1721 | 1730 | 2870.6
[6 empty] | 145A | 1731 | 1740 | 2877.9
[6 empty] | 145A | 1741 | 1750 | 2885
[6 empty] | 145A | 1751 | 1760 | 2892.3
[6 empty] | 145A | 1761 | 1770 | 2899.5
[6 empty] | 145A | 1771 | 1780 | 2906.8
[6 empty] | 145A | 1781 | 1790 | 2914
[6 empty] | 145A | 1791 | 1800 | 2921.1
[6 empty] | 145A | 1801 | 1810 | 2928.4
[6 empty] | 145A | 1811 | 1820 | 2935.6
[6 empty] | 145A | 1821 | 1830 | 2942.9
[6 empty] | 145A | 1831 | 1840 | 2950.1
[6 empty] | 145A | 1841 | 1850 | 2957.2
[6 empty] | 145A | 1851 | 1860 | 2964.5
[6 empty] | 145A | 1861 | 1870 | 2971.7
[6 empty] | 145A | 1871 | 1880 | 2979
[6 empty] | 145A | 1881 | 1890 | 2986.2
[6 empty] | 145A | 1891 | 1900 | 2993.3
[6 empty] | 145A | 1901 | 1910 | 3000.6
[6 empty] | 145A | 1911 | 1920 | 3007.8
[6 empty] | 145A | 1921 | 1930 | 3015.1
[6 empty] | 145A | 1931 | 1940 | 3022.3
[6 empty] | 145A | 1941 | 1950 | 3029.6
[6 empty] | 145A | 1951 | 1960 | 3036.7
[6 empty] | 145A | 1961 | 1970 | 3043.9
[6 empty] | 145A | 1971 | 1980 | 3051.2
[6 empty] | 145A | 1981 | 1990 | 3058.4
[6 empty] | 145A | 1991 | 2000 | 3065.7
[6 empty] | 145A | 2001 | 2010 | 3072.8
[6 empty] | 145A | 2011 | 2020 | 3080
[6 empty] | 145A | 2021 | 2030 | 3087.3
[6 empty] | 145A | 2031 | 2040 | 3094.5
[6 empty] | 145A | 2041 | 2050 | 3101.8
[6 empty] | 145A | 2051 | 2060 | 3108.9
[6 empty] | 145A | 2061 | 2070 | 3116.1
[6 empty] | 145A | 2071 | 2080 | 3123.4
[6 empty] | 145A | 2081 | 2090 | 3130.6
[6 empty] | 145A | 2091 | 2100 | 3137.9
[6 empty] | 145A | 2101 | 2110 | 3145.1
[6 empty] | 145A | 2111 | 2120 | 3152.3
[6 empty] | 145A | 2121 | 2130 | 3159.5
[6 empty] | 145A | 2131 | 2140 | 3166.7
[6 empty] | 145A | 2141 | 2150 | 3174
[6 empty] | 145A | 2151 | 2160 | 3181.2
[6 empty] | 145A | 2161 | 2170 | 3188.4
[6 empty] | 145A | 2171 | 2180 | 3195.6
[6 empty] | 145A | 2181 | 2190 | 3202.8
[6 empty] | 145A | 2191 | 2200 | 3210.1
[6 empty] | 145A | 2201 | 2210 | 3217.3
[6 empty] | 145A | 2211 | 2220 | 3224.5
[6 empty] | 145A | 2221 | 2230 | 3231.7
[6 empty] | 145A | 2231 | 2240 | 3238.9
[6 empty] | 145A | 2241 | 2250 | 3246.2
[6 empty] | 145A | 2251 | 2260 | 3253.4
[6 empty] | 145A | 2261 | 2270 | 3260.7
[6 empty] | 145A | 2271 | 2280 | 3267.8
[6 empty] | 145A | 2281 | 2290 | 3275.1
[6 empty] | 145A | 2291 | 2300 | 3282.3
[6 empty] | 145A | 2301 | 2310 | 3289.5
[6 empty] | 145A | 2311 | 2320 | 3296.8
[6 empty] | 145A | 2321 | 2330 | 3303.9
[6 empty] | 145A | 2331 | 2340 | 3311.2
[6 empty] | 145A | 2341 | 2350 | 3318.4
[6 empty] | 145A | 2351 | 2360 | 3325.6
[6 empty] | 145A | 2361 | 2370 | 3332.9
[6 empty] | 145A | 2371 | 2380 | 3340
[6 empty] | 145A | 2381 | 2390 | 3347.3
[6 empty] | 145A | 2391 | 2400 | 3354.5
[6 empty] | 145A | 2401 | 2410 | 3361.7
[6 empty] | 145A | 2411 | 2420 | 3369
[6 empty] | 145A | 2421 | 2430 | 3376.1
[6 empty] | 145A | 2431 | 2440 | 3383.4
[6 empty] | 145A | 2441 | 2450 | 3390.6
[6 empty] | 145A | 2451 | 2460 | 3397.9
[6 empty] | 145A | 2461 | 2470 | 3405.1
[6 empty] | 145A | 2471 | 2480 | 3412.2
[6 empty] | 145A | 2481 | 2490 | 3419.5
[6 empty] | 145A | 2491 | 2500 | 3426.7
[6 empty] | 145A | 2501 | 2510 | 3434
[6 empty] | 145A | 2511 | 2520 | 3441.2
[6 empty] | 145A | 2521 | 2530 | 3448.4
[6 empty] | 145A | 2531 | 2540 | 3455.6
[6 empty] | 145A | 2541 | 2550 | 3462.8
[6 empty] | 145A | 2551 | 2560 | 3470.1
[6 empty] | 145A | 2561 | 2570 | 3477.3
[6 empty] | 145A | 2571 | 2580 | 3484.6
[6 empty] | 145A | 2581 | 2590 | 3491.7
[6 empty] | 145A | 2591 | 2600 | 3498.9
[6 empty] | 145A | 2601 | 2610 | 3506.2
[6 empty] | 145A | 2611 | 2620 | 3513.4
[6 empty] | 145A | 2621 | 2630 | 3520.7
[6 empty] | 145A | 2631 | 2640 | 3527.9
[6 empty] | 145A | 2641 | 2650 | 3535
[6 empty] | 145A | 2651 | 2660 | 3542.3
[6 empty] | 145A | 2661 | 2670 | 3549.5
[6 empty] | 145A | 2671 | 2680 | 3556.8
[6 empty] | 145A | 2681 | 2690 | 3564
[6 empty] | 145A | 2691 | 2700 | 3571.1
[6 empty] | 145A | 2701 | 2710 | 3578.4
[6 empty] | 145A | 2711 | 2720 | 3585.6
[6 empty] | 145A | 2721 | 2730 | 3592.9
[6 empty] | 145A | 2731 | 2740 | 3600.1
[6 empty] | 145A | 2741 | 2750 | 3607.3
[6 empty] | 145A | 2751 | 2760 | 3614.5
[6 empty] | 145A | 2761 | 2770 | 3621.7
[6 empty] | 145A | 2771 | 2780 | 3629
[6 empty] | 145A | 2781 | 2790 | 3636.2
[6 empty] | 145A | 2791 | 2800 | 3643.5
[6 empty] | 145A | 2801 | 2810 | 3650.6
[6 empty] | 145A | 2811 | 2820 | 3657.8
[6 empty] | 145A | 2821 | 2830 | 3665.1
[6 empty] | 145A | 2831 | 2840 | 3672.3
[6 empty] | 145A | 2841 | 2850 | 3679.6
[6 empty] | 145A | 2851 | 2860 | 3686.7
[6 empty] | 145A | 2861 | 2870 | 3693.9
[6 empty] | 145A | 2871 | 2880 | 3701.2
[6 empty] | 145A | 2881 | 2890 | 3708.4
[6 empty] | 145A | 2891 | 2900 | 3715.7
[6 empty] | 145A | 2901 | 2910 | 3722.8
[6 empty] | 145A | 2911 | 2920 | 3730.1
[6 empty] | 145A | 2921 | 2930 | 3737.3
[6 empty] | 145A | 2931 | 2940 | 3744.5
[6 empty] | 145A | 2941 | 2950 | 3751.8
[6 empty] | 145A | 2951 | 2960 | 3758.9
[6 empty] | 145A | 2961 | 2970 | 3766.2
[6 empty] | 145A | 2971 | 2980 | 3773.4
[6 empty] | 145A | 2981 | 2990 | 3780.6
[6 empty] | 145A | 2991 | 3000 | 3787.9
[6 empty] | 145A | 3001 | 3010 | 3795
[6 empty] | 145A | 3011 | 3020 | 3802.3
[6 empty] | 145A | 3021 | 3030 | 3809.5
[6 empty] | 145A | 3031 | 3040 | 3816.7
[6 empty] | 145A | 3041 | 3050 | 3824
[6 empty] | 145A | 3051 | 3060 | 3831.2
[6 empty] | 145A | 3061 | 3070 | 3838.4
[6 empty] | 145A | 3071 | 3080 | 3845.6
[6 empty] | 145A | 3081 | 3090 | 3852.9
[6 empty] | 145A | 3091 | 3100 | 3860.1
[6 empty] | 145A | 3101 | 3110 | 3867.3
[6 empty] | 145A | 3111 | 3120 | 3874.5
[6 empty] | 145A | 3121 | 3130 | 3881.7
[6 empty] | 145A | 3131 | 3140 | 3889
[6 empty] | 145A | 3141 | 3150 | 3896.2
[6 empty] | 145A | 3151 | 3160 | 3903.4
[6 empty] | 145A | 3161 | 3170 | 3910.7
[6 empty] | 145A | 3171 | 3180 | 3917.8
[6 empty] | 145A | 3181 | 3190 | 3925.1
[6 empty] | 145A | 3191 | 3200 | 3932.3
[6 empty] | 145A | 3201 | 3210 | 3939.5
[6 empty] | 145A | 3211 | 3220 | 3946.8
[6 empty] | 145A | 3221 | 3230 | 3953.9
[6 empty] | 145A | 3231 | 3240 | 3961.2
[6 empty] | 145A | 3241 | 3250 | 3968.4
[6 empty] | 145A | 3251 | 3260 | 3975.7
[6 empty] | 145A | 3261 | 3270 | 3982.9
[6 empty] | 145A | 3271 | 3280 | 3990
[6 empty] | 145A | 3281 | 3290 | 3997.3
[6 empty] | 145A | 3291 | 3300 | 4004.5
[6 empty] | 145A | 3301 | 3310 | 4011.8
[6 empty] | 145A | 3311 | 3320 | 4019
[6 empty] | 145A | 3321 | 3330 | 4026.1
[6 empty] | 145A | 3331 | 3340 | 4033.4
[6 empty] | 145A | 3341 | 3350 | 4040.6
[6 empty] | 145A | 3351 | 3360 | 4047.9
[6 empty] | 145A | 3361 | 3370 | 4055.1
[6 empty] | 145A | 3371 | 3380 | 4062.4
[6 empty] | 145A | 3381 | 3390 | 4069.5
[6 empty] | 145A | 3391 | 3400 | 4076.7
[6 empty] | 145A | 3401 | 3410 | 4084
[6 empty] | 145A | 3411 | 3420 | 4091.2
[6 empty] | 145A | 3421 | 3430 | 4098.5
[6 empty] | 145A | 3431 | 3440 | 4105.6
[6 empty] | 145A | 3441 | 3450 | 4112.8
[6 empty] | 145A | 3451 | 3460 | 4120.1
[6 empty] | 145A | 3461 | 3470 | 4127.3
[6 empty] | 145A | 3471 | 3480 | 4134.6
[6 empty] | 145A | 3481 | 3490 | 4141.7
[6 empty] | 145A | 3491 | 3500 | 4148.9

## CRUDE+PP+NATGAS-input
For all these energy carriers, the balancing area is at the national / Model Geography level – so there’s only one ba and only intra-regional values need to be given.
PNGRB Petroleum Products Common Carrier / Access code regulations: https://www.pngrb.gov.in/OurRegulation/pdf/Reference-Regulation/ppp-access-code-Infra.pdf
Transportation loss permitted for petroleum pipelines |  |  |  | 0.015% | Regulation #9
|  |  |  | 0.9% | Table II.18 of petroleum statistics 2019-20; Internal consumption for pipeline system
No equivalent found for crude. So can use the same value as petroleum products
Transit loss for Crude, Petroleum Products, Natural Gas
| Crude | Petro Products | Natural gas
Transit loss | 0.015% | 0.015% | 0.9%
Transit cost for natural gas
Very difficult to find number about distribution cost of natural gas (i.e. same region to same region) – no price breakup given.
Only one sample bill on Indraprastha Gas gives supply & distribution cost as 9.14 Rs/scm against basic cost of gas of 13.57 Rs/SCM (https://www.iglonline.net//know_your_bill_revised.jpg)
Transit cost for natural gas pipeline as per NGPL orders by PNGRB (https://www.pngrb.gov.in/eng-web/trans-tariff.html) | [5 empty] | 45 | Rs / mmbtu | 9500 | kcal / scm | 252164 | kcal / mmbtu
That translates to a pipeline tarriff of |  | 1.6953 | Rs / scm
CERC's gas transportation escalation rules use the HVJ pipeline cost as the benchmark which is Rs. 1.365 / scm - a little lower than computed above, but not too far off. (http://www.cercind.gov.in/2020/escalation/Explanation%20for%20the%20Notification%2012-10-2020.pdf)
This is not inconsistent with a distribution cost of around Rs. 9 / scm. So going with that.
Transit cost for natural gas |  | 9 | Rs / scm
Transit cost for petroleum products
|  |  |  | 000 Rs / tonne | MS | HSD | ATF
Freight cost etc. as reported for various petroleum products (obtained from PEC_Info_DEC_Taxation file) |  |  |  |  | 0.4 | 0.31 | 5.19
Shares of these products in total petroleum product consumption in FY20 (from Petro Stats Tbl V.2) |  |  |  |  | 14% | 38.6% | 3.7%
Weighted average transit cost (Rs 000 / tonne) to be used for all petroleum products and crude |  |  |  |  | 0.65309
Transit cost to be used |  | Crude (000 Rs / tonne) | Petro products (000 Rs / tonne) | Natural gas (Rs / scm)
|  | 0.65309 | 0.65309 | 9
Max Transit
For crude and petroleum products, we can go with -1, because even if the pipeline capacity is limited, they can be transported through tankers – indeed, they are to a significant extent.
Existing natural gas pipieline capacity 2020-21 (petroleum statistics, 2019-20, table III.13) in mmscmd |  |  |  |  | 342
Taking the pipelines below from the PNGRB site as the ones in the pipeline(!) - most likely all the others to whom authorization have been issued have been commissioned
The regulations seem to say 3 years from authorization. Adding an extra year due to usual delays, covid etc. There are, of course, pipeline specific deviations - but not factoring them in now for simplicity.
In addition to these capacities getting added in the indicated years, maybe for FY25, can indicate addition of another 5 mmscmd, and then add 10 mmscmd for every subsequent year
https://pngrb.gov.in/eng-web/ngpl-auth.html
Pipeline | Capacity (mmscmd) | FY authorized | COD FY
H-Energy Jaigarh Mangalore | 21.25 | 2017 | 2022 | Doesn't seem to be part of FY21 capacity as published by Petro Stats, hence pushing out by one year
APGas Kakinada Srikakulam | 25 | 2015 | 2022 | Has a complex and huge capacity build up schedule, and anyway it's been given many extensions! So, just taking first year capacity and pushing the date out by 3 years!
IMC Kakinada-Nellore | 22.5 | 2018 | 2022
KEI RSOS Ennore Nellore | 45 | 2015 | 2022 | Added 3 years to this too as it doesn't seem to be commissioned
GAIL Srikakulam Angul | 8.31 | 2019 | 2023
H-Energy KanaiChata Shrirampur | 24 | 2020 | 2024
Gail Mumbai-Jharsuguda | 20.62 | 2021 | 2025
Natural gas pipeline capacity to be added for future years (FY 22 to FY 30)
| 2022 | 113.75
| 2023 | 8.31
| 2024 | 24
| 2025 | 25.62 | For 2025, add the value given above plus another 5 mmscmd (since some pipeline may come up by then)
| 2026 | 10 | For future years, add 10 mmscmd every year
| 2027 | 10
| 2028 | 10
| 2029 | 10
| 2030 | 10
| 2031 | 10
Note that this capacity addition does not affect costs. The capacity should just be sufficient to ensure that required quantity of gas can be transported within the country, and avoid an infeasibility.
VALUES TO BE USED
Transit Loss
| Crude | Petro products | Natural gas
All years | 0.015% | 0.015% | 0.9%
Transit cost
| Crude | Petro products | Natural gas
All years | 0.65309 | 0.65309 | 9
| 000 Rs / tonne | 000 Rs / tonne | Rs / scm
Max Transit
| Crude | Petro products
All years | -1 | -1
| Natural gas |  | Non-energy share | 0.36046 | This value comes from PEC_Info & DEC_Taxation (sheet NATGAS)
| mmscmd | bcm / year [the unit we need] | Effective max transit
2021 | 342 | 124.83 | 79.8337
2022 | 455.75 | 166.3487 | 106.3865
2023 | 464.06 | 169.3819 | 108.3264
2024 | 488.06 | 178.1419 | 113.9287
2025 | 513.68 | 187.4932 | 119.9092
2026 | 523.68 | 191.1432 | 122.2436
2027 | 533.68 | 194.7932 | 124.5779
2028 | 543.68 | 198.4432 | 126.9122
2029 | 553.68 | 202.0932 | 129.2465
2030 | 563.68 | 205.7432 | 131.5808
2031 | 573.68 | 209.3932 | 133.9152

## CEA 2006-2017
Region | States/UT | Details | 2006 | 2007 | 2008 | 2009 | 2010 | 2011 | 2012 | 2013 | 2014 | 2015 | 2016 | 2017 | NE/UT? |  | NE | UT |  | Match
NR | Chandigarh | Own ex-bus generation (GWh) | 0 | 0 | 0 | 0 | 0 | 0 | 0 | 0 | 3.5 | 7.88 | 3.4 | 13.16 | UT | 190 | Sikkim | Chandigarh | 1 | ChandigarhOwn ex-bus generation (GWh)
NR | Chandigarh | ex-bus import from grid (GWh) | 1438.49 | 1421.49 | 1518.06 | 1472.62 | 1611.19 | 1679.76 | 1705.1518 | 1692.03 | 1751.37 | 1811.22 | 1838.89 | 1925.2036 | UT | 204 | Arunachal Pradesh | Daman & Diu | 92 | Chandigarhex-bus import from grid (GWh)
NR | Chandigarh | ex-bus import from CPP (GWh) | 0 | 0 | 0 | 0 | 0 | 0 | 0 | 0 | 0 | 0 | 0 | 0 | UT | 218 | Manipur | Dadra & Nagar Haveli | 99 | Chandigarhex-bus import from CPP (GWh)
NR | Chandigarh | availability ex-bus (GWh) | 1438.49 | 1421.49 | 1518.06 | 1472.62 | 1611.19 | 1679.76 | 1705.1518 | 1692.03 | 1754.87 | 1819.1 | 1842.29 | 1938.3636 | UT | 225 | Meghalaya | Puducherry | 148 | Chandigarhavailability ex-bus (GWh)
NR | Chandigarh | total consumption (GWh) | 983.37 | 1064.34 | 1157.18 | 1143.31 | 1237.58 | 1339.62 | 1301.48 | 1365.05 | 1419.27 | 1471.66 | 1496.98 | 1589.016 | UT | 232 | Mizoram |  |  | Chandigarhtotal consumption (GWh)
NR | Chandigarh | T&D losses (GWh) | 455.12 | 357.15 | 360.88 | 329.31 | 373.61 | 340.14 | 403.6718 | 326.98 | 335.6 | 347.44 | 345.31 | 349.3476 | UT | 239 | Nagaland |  |  | ChandigarhT&D losses (GWh)
NR | Chandigarh | T&D losses (%) | 31.64% | 25.13% | 23.77% | 22.36% | 23.19% | 20.25% | 23.67% | 19.32% | 19.12% | 19.1% | 18.74% | 18.02% | UT | 246 | Tripura |  |  | ChandigarhT&D losses (%)
NR | Delhi | Own ex-bus generation (GWh) | 5256.72 | 9001.21 | 9847.89 | 9862.5 | 9304.99 | 8562.97 | 10440.55 | 12459.21 | 9181.75 | 9945.6 | 7357.04 | 7124.7223 | [5 empty] | DelhiOwn ex-bus generation (GWh)
NR | Delhi | ex-bus import from grid (GWh) | 20863.17 | 12905.52 | 13036 | 12593.37 | 15461.44 | 17797.78 | 18084.6375 | 17253.52 | 20741.29 | 21610.43 | 24549.31 | 25872.5029 | [5 empty] | Delhiex-bus import from grid (GWh)
NR | Delhi | ex-bus import from CPP (GWh) | 0 | 0 | 0 | 0 | 0 | 0 | 0 | 0 | 0 | 0 | 0 | 0 | [5 empty] | Delhiex-bus import from CPP (GWh)
NR | Delhi | availability ex-bus (GWh) | 26119.89 | 21906.73 | 22883.89 | 22455.87 | 24766.43 | 26360.75 | 28525.1875 | 29712.73 | 29923.04 | 31556.03 | 31906.35 | 32997.2252 | [5 empty] | Delhiavailability ex-bus (GWh)
NR | Delhi | total consumption (GWh) | 13423.03 | 14677.14 | 16327.51 | 17465.43 | 19295.84 | 21076.8 | 23015.49 | 23144.22 | 23980.79 | 24775.02 | 25658.17 | 26604.49 | [5 empty] | Delhitotal consumption (GWh)
NR | Delhi | T&D losses (GWh) | 12696.86 | 7229.59 | 6556.38 | 4990.44 | 5470.59 | 5283.95 | 5509.6975 | 6568.51 | 5942.25 | 6781.01 | 6248.18 | 6392.7353 | [5 empty] | DelhiT&D losses (GWh)
NR | Delhi | T&D losses (%) | 48.61% | 33% | 28.65% | 22.22% | 22.09% | 20.04% | 19.32% | 22.11% | 19.86% | 21.49% | 19.58% | 19.37% | [5 empty] | DelhiT&D losses (%)
NR | Haryana | Own ex-bus generation (GWh) | 11202.47 | 12445.41 | 12658.39 | 15039.97 | 16995.66 | 18046.45 | 21867.5371 | 21297.39 | 21031.17 | 21662.73 | 17636.6 | 13868.8944 | [5 empty] | HaryanaOwn ex-bus generation (GWh)
NR | Haryana | ex-bus import from grid (GWh) | 10903.56 | 12431.34 | 14522.06 | 12752.6 | 16008.57 | 16046.65 | 16748.5808 | 19657.98 | 24249.44 | 27112.9 | 33632.95 | 38102.8544 | [5 empty] | Haryanaex-bus import from grid (GWh)
NR | Haryana | ex-bus import from CPP (GWh) | 92.71 | 92.71 | 4.66 | 60.95 | 54.1 | 50.7 | 50.7 | 42.67 | 42.69 | 42.55 | 42.71 | 38.1805 | [5 empty] | Haryanaex-bus import from CPP (GWh)
NR | Haryana | availability ex-bus (GWh) | 22198.74 | 24969.46 | 27185.11 | 27853.52 | 33058.33 | 34143.8 | 38666.818 | 40998.04 | 45323.3 | 48818.18 | 59132.26 | 52009.9294 | [5 empty] | Haryanaavailability ex-bus (GWh)
NR | Haryana | total consumption (GWh) | 15426.11 | 16642.97 | 18260.5 | 19291.41 | 22809.23 | 24015.06 | 27614 | 26257.62 | 29082.52 | 32197.33 | 35092.26 | 34500.6067 | [5 empty] | Haryanatotal consumption (GWh)
NR | Haryana | T&D losses (GWh) | 6772.63 | 8326.49 | 8924.61 | 8562.11 | 10249.1 | 10128.74 | 11052.818 | 14740.42 | 16240.78 | 16620.85 | 16220 | 17509.3226 | [5 empty] | HaryanaT&D losses (GWh)
NR | Haryana | T&D losses (%) | 30.51% | 33.35% | 32.83% | 30.74% | 31% | 29.66% | 28.58% | 35.95% | 35.83% | 34.05% | 31.61% | 33.67% | [5 empty] | HaryanaT&D losses (%)
NR | Himachal Pradesh | Own ex-bus generation (GWh) | 2799.36 | 2971.42 | 3631.97 | 4057.08 | 4129.5 | 4808.64 | 4848.2877 | 5134.98 | 5612.9 | 5827 | 5148.87 | 5617.1686 | [5 empty] | Himachal PradeshOwn ex-bus generation (GWh)
NR | Himachal Pradesh | ex-bus import from grid (GWh) | 1868.64 | 2389.03 | 2409.31 | 2405.81 | 3185.85 | 3285.89 | 3561.166 | 3964.7 | 4073.79 | 4075.49 | 4645.57 | 4656.7202 | [5 empty] | Himachal Pradeshex-bus import from grid (GWh)
NR | Himachal Pradesh | ex-bus import from CPP (GWh) | 0 | 0 | 4.79 | 0 | 0 | 0.79 | 0 | 0 | 0 | 0 | 0 | 0 | [5 empty] | Himachal Pradeshex-bus import from CPP (GWh)
NR | Himachal Pradesh | availability ex-bus (GWh) | 4668 | 5360.45 | 6046.07 | 6462.89 | 7315.35 | 8095.32 | 8409.4537 | 9099.68 | 9686.69 | 9902.49 | 9794.43 | 10273.8887 | [5 empty] | Himachal Pradeshavailability ex-bus (GWh)
NR | Himachal Pradesh | total consumption (GWh) | 3568.67 | 4300.46 | 5019.45 | 5460.51 | 5814.51 | 6296.21 | 6843.82 | 7357.8 | 7649.49 | 7841.52 | 7957.79 | 7973.791 | [5 empty] | Himachal Pradeshtotal consumption (GWh)
NR | Himachal Pradesh | T&D losses (GWh) | 1099.33 | 1059.99 | 1026.62 | 1002.38 | 1500.84 | 1799.11 | 1565.6337 | 1741.88 | 2037.2 | 2060.97 | 1836.64 | 2300.0977 | [5 empty] | Himachal PradeshT&D losses (GWh)
NR | Himachal Pradesh | T&D losses (%) | 23.55% | 19.77% | 16.98% | 15.51% | 20.52% | 22.22% | 18.62% | 19.14% | 21.03% | 20.81% | 18.75% | 22.39% | [5 empty] | Himachal PradeshT&D losses (%)
NR | Jammu & Kashmir | Own ex-bus generation (GWh) | 798.46 | 986.42 | 1231.15 | 2212.22 | 3966.25 | 4253.42 | 3944.874 | 4045.13 | 3924.85 | 4262.96 | 4265.06 | 5012.7476 | [5 empty] | Jammu & KashmirOwn ex-bus generation (GWh)
NR | Jammu & Kashmir | ex-bus import from grid (GWh) | 6807.09 | 7407.19 | 7870.08 | 7390.66 | 6872.23 | 6749.04 | 7220.6485 | 7858.58 | 8771.24 | 9311.33 | 10039.72 | 9896.0589 | [5 empty] | Jammu & Kashmirex-bus import from grid (GWh)
NR | Jammu & Kashmir | ex-bus import from CPP (GWh) | 0 | 0 | 0 | 0 | 0 | 0 | 0 | 0 | 0 | 0 | 0 | 0 | [5 empty] | Jammu & Kashmirex-bus import from CPP (GWh)
NR | Jammu & Kashmir | availability ex-bus (GWh) | 7605.55 | 8393.61 | 9101.23 | 9602.88 | 10838.48 | 11002.46 | 11165.5225 | 11903.71 | 12696.09 | 13574.29 | 14304.78 | 14908.8065 | [5 empty] | Jammu & Kashmiravailability ex-bus (GWh)
NR | Jammu & Kashmir | total consumption (GWh) | 4188.54 | 4030.85 | 4030.85 | 4030.85 | 3538.71 | 4041.08 | 4267 | 5163.02 | 5754.36 | 6372 | 7143.92 | 7902.45 | [5 empty] | Jammu & Kashmirtotal consumption (GWh)
NR | Jammu & Kashmir | T&D losses (GWh) | 3417.01 | 4362.76 | 5070.38 | 5572.03 | 7299.77 | 6961.38 | 6898.5225 | 6740.69 | 6941.73 | 7202.29 | 7160.86 | 7006.3565 | [5 empty] | Jammu & KashmirT&D losses (GWh)
NR | Jammu & Kashmir | T&D losses (%) | 44.93% | 51.98% | 55.71% | 58.02% | 67.35% | 63.27% | 61.78% | 56.63% | 54.68% | 53.06% | 50.06% | 46.99% | [5 empty] | Jammu & KashmirT&D losses (%)
NR | Punjab | Own ex-bus generation (GWh) | 18401.23 | 18424.44 | 18552.32 | 20846.67 | 22434.15 | 21442.26 | 21108.72 | 20062.64 | 18890.25 | 21298.36 | 21872.63 | 25822.395 | [5 empty] | PunjabOwn ex-bus generation (GWh)
NR | Punjab | ex-bus import from grid (GWh) | 14865.56 | 17298.76 | 20168.57 | 17138.48 | 18393.03 | 21443.11 | 22899.5498 | 24827.46 | 28428.34 | 26979.88 | 28255.41 | 27639.5764 | [5 empty] | Punjabex-bus import from grid (GWh)
NR | Punjab | ex-bus import from CPP (GWh) | 226.3 | 233.02 | 0.26 | 10.23 | 20.12 | 46.55 | 48.43 | 62.61 | 25.04 | 17.23 | 13.97 | 9.5562 | [5 empty] | Punjabex-bus import from CPP (GWh)
NR | Punjab | availability ex-bus (GWh) | 33493.09 | 35956.22 | 38721.15 | 37995.38 | 40847.3 | 42931.92 | 44056.6997 | 44952.71 | 47343.63 | 48295.47 | 50142.01 | 53471.5276 | [5 empty] | Punjabavailability ex-bus (GWh)
NR | Punjab | total consumption (GWh) | 24261.27 | 26386.91 | 29886.86 | 29224.63 | 31291.49 | 32155.38 | 33888.38 | 35825.19 | 37556.79 | 39383.82 | 40843 | 44050.22 | [5 empty] | Punjabtotal consumption (GWh)
NR | Punjab | T&D losses (GWh) | 9231.82 | 9569.31 | 8834.29 | 8770.75 | 9555.81 | 10776.54 | 10168.3197 | 9127.52 | 9786.84 | 8911.65 | 9299.01 | 9421.3076 | [5 empty] | PunjabT&D losses (GWh)
NR | Punjab | T&D losses (%) | 27.56% | 26.61% | 22.82% | 23.08% | 23.39% | 25.1% | 23.08% | 20.3% | 20.67% | 18.45% | 18.55% | 17.62% | [5 empty] | PunjabT&D losses (%)
NR | Rajasthan | Own ex-bus generation (GWh) | 17917.95 | 18180.18 | 20097.09 | 21847.29 | 23309.05 | 26146.4 | 33315.8812 | 34662.34 | 34820.33 | 46349.43 | 45167.13 | 47184.7465 | [5 empty] | RajasthanOwn ex-bus generation (GWh)
NR | Rajasthan | ex-bus import from grid (GWh) | 11998.22 | 12863.21 | 16101.14 | 16960.76 | 20068.18 | 20138.37 | 18909.7383 | 21048.43 | 23873.44 | 22158.64 | 25554.94 | 24515.5716 | [5 empty] | Rajasthanex-bus import from grid (GWh)
NR | Rajasthan | ex-bus import from CPP (GWh) | 66.18 | 66.18 | 35.16 | 67.29 | 363.15 | 750.28 | 371.35 | 452.13 | 350.53 | 356.98 | 337.75 | 849.6726 | [5 empty] | Rajasthanex-bus import from CPP (GWh)
NR | Rajasthan | availability ex-bus (GWh) | 29982.35 | 31109.57 | 36233.39 | 38875.34 | 43740.38 | 47035.05 | 52596.9695 | 56162.9 | 59044.3 | 68865.05 | 71059.82 | 72549.9907 | [5 empty] | Rajasthanavailability ex-bus (GWh)
NR | Rajasthan | total consumption (GWh) | 18013.81 | 20033.94 | 23657.79 | 26641.57 | 30622.78 | 33926.55 | 37903.81 | 42160.22 | 43151 | 49920.12 | 50358.78 | 51027.2639 | [5 empty] | Rajasthantotal consumption (GWh)
NR | Rajasthan | T&D losses (GWh) | 11968.54 | 11075.63 | 12575.6 | 12233.77 | 13117.6 | 13108.5 | 14693.1595 | 14002.68 | 15893.3 | 18944.93 | 20701.04 | 21522.7268 | [5 empty] | RajasthanT&D losses (GWh)
NR | Rajasthan | T&D losses (%) | 39.92% | 35.6% | 34.71% | 31.47% | 29.99% | 27.87% | 27.94% | 24.93% | 26.92% | 27.51% | 29.13% | 29.67% | [5 empty] | RajasthanT&D losses (%)
NR | Uttar Pradesh | Own ex-bus generation (GWh) | 21522.47 | 24766.07 | 23588.8 | 27750.73 | 28156.14 | 29258.12 | 32134.148 | 40524.73 | 46135 | 48369.18 | 48278.1 | 59757.5777 | [5 empty] | Uttar PradeshOwn ex-bus generation (GWh)
NR | Uttar Pradesh | ex-bus import from grid (GWh) | 23066.67 | 26830.9 | 28825.88 | 29514.99 | 33767.31 | 36832.19 | 42520.756 | 35444.18 | 37242.4 | 40436.53 | 45589.74 | 46218.2321 | [5 empty] | Uttar Pradeshex-bus import from grid (GWh)
NR | Uttar Pradesh | ex-bus import from CPP (GWh) | 494 | 340.16 | 153.66 | 125.58 | 340.92 | 199.06 | 135.35 | 1.96 | 51.91 | 67.1 | 135.4 | 80.6558 | [5 empty] | Uttar Pradeshex-bus import from CPP (GWh)
NR | Uttar Pradesh | availability ex-bus (GWh) | 45083.14 | 51937.13 | 52568.34 | 57391.3 | 62264.37 | 66289.37 | 74790.254 | 75970.87 | 83429.31 | 88872.81 | 94003.23 | 106056.4656 | [5 empty] | Uttar Pradeshavailability ex-bus (GWh)
NR | Uttar Pradesh | total consumption (GWh) | 30374.19 | 34543.73 | 37531.88 | 39636.82 | 41625.1 | 43742.3 | 50592 | 55549.55 | 59176.69 | 64706.68 | 70966.9 | 81068.2149 | [5 empty] | Uttar Pradeshtotal consumption (GWh)
NR | Uttar Pradesh | T&D losses (GWh) | 14708.95 | 17393.4 | 15036.46 | 17754.48 | 20639.27 | 22547.07 | 24198.254 | 20421.32 | 24252.62 | 24166.13 | 23036.33 | 24988.2507 | [5 empty] | Uttar PradeshT&D losses (GWh)
NR | Uttar Pradesh | T&D losses (%) | 32.63% | 33.49% | 28.6% | 30.94% | 33.15% | 34.01% | 32.35% | 26.88% | 29.07% | 27.19% | 24.51% | 23.56% | [5 empty] | Uttar PradeshT&D losses (%)
NR | Uttarakhand | Own ex-bus generation (GWh) | 3538.18 | 3348.01 | 3908.66 | 4798.19 | 4993.88 | 5749.16 | 6285.592 | 5762.37 | 5040.98 | 5409.28 | 5938.37 | 7395.712 | [5 empty] | UttarakhandOwn ex-bus generation (GWh)
NR | Uttarakhand | ex-bus import from grid (GWh) | 1885.88 | 2572.69 | 3445.55 | 3338.31 | 3368.58 | 4602.64 | 5283.6413 | 5971.65 | 7234.3 | 7814.47 | 7903.37 | 7566.4773 | [5 empty] | Uttarakhandex-bus import from grid (GWh)
NR | Uttarakhand | ex-bus import from CPP (GWh) | 36.62 | 9.89 | 6.48 | 0 | 0 | 0.45 | 0 | 0 | 0 | 0 | 0 | 0 | [5 empty] | Uttarakhandex-bus import from CPP (GWh)
NR | Uttarakhand | availability ex-bus (GWh) | 5460.68 | 5930.59 | 7360.69 | 8136.5 | 8362.46 | 10352.25 | 11569.2333 | 11734.02 | 12275.28 | 13223.75 | 13841.74 | 14962.1893 | [5 empty] | Uttarakhandavailability ex-bus (GWh)
NR | Uttarakhand | total consumption (GWh) | 3497.2 | 3885.92 | 4736.11 | 4736.11 | 6249.21 | 7249.95 | 8252.72 | 8574.11 | 9596.89 | 9980.11 | 10298.14 | 11161.8785 | [5 empty] | Uttarakhandtotal consumption (GWh)
NR | Uttarakhand | T&D losses (GWh) | 1963.48 | 2044.67 | 2624.58 | 3400.39 | 2113.25 | 3102.3 | 3316.5133 | 3159.91 | 2678.39 | 3243.64 | 3543.6 | 3800.3108 | [5 empty] | UttarakhandT&D losses (GWh)
NR | Uttarakhand | T&D losses (%) | 35.96% | 34.48% | 35.66% | 41.79% | 25.27% | 29.97% | 28.67% | 26.93% | 21.82% | 24.53% | 25.6% | 25.4% | [5 empty] | UttarakhandT&D losses (%)
WR | Chhattisgarh | Own ex-bus generation (GWh) | 8455.19 | 8738.03 | 10720.23 | 15505.96 | 16392.67 | 16201.52 | 11740.89 | 10869.83 | 10970.01 | 16291.17 | 14848.24 | 16488.458 | [5 empty] | ChhattisgarhOwn ex-bus generation (GWh)
WR | Chhattisgarh | ex-bus import from grid (GWh) | 3342.51 | 3546.23 | 3253.08 | -110.28 | -4121.27 | -4767.04 | 1621.0549 | 5550.94 | 6553.45 | 7264.67 | 10778.74 | 7689.7084 | [5 empty] | Chhattisgarhex-bus import from grid (GWh)
WR | Chhattisgarh | ex-bus import from CPP (GWh) | 949.14 | 1544.36 | 1142.96 | 934.26 | 1627.38 | 2934.03 | 2411.15 | 3411.7 | 3128.2 | 601.27 | 1657.54 | 1577.1695 | [5 empty] | Chhattisgarhex-bus import from CPP (GWh)
WR | Chhattisgarh | availability ex-bus (GWh) | 12746.84 | 13828.62 | 15116.27 | 16329.94 | 13898.78 | 14368.51 | 15773.0949 | 19832.47 | 20651.66 | 24157.11 | 27284.53 | 25755.3359 | [5 empty] | Chhattisgarhavailability ex-bus (GWh)
WR | Chhattisgarh | total consumption (GWh) | 8788.04 | 9443.9 | 10613.21 | 12021.45 | 11311.42 | 12205 | 13178.37 | 14115.15 | 14791.14 | 17101.55 | 18886.9 | 19159.4701 | [5 empty] | Chhattisgarhtotal consumption (GWh)
WR | Chhattisgarh | T&D losses (GWh) | 3958.8 | 4384.72 | 4503.06 | 4308.49 | 2587.36 | 2163.51 | 2594.7249 | 5717.32 | 5860.52 | 7055.56 | 8397.63 | 6595.8659 | [5 empty] | ChhattisgarhT&D losses (GWh)
WR | Chhattisgarh | T&D losses (%) | 31.06% | 31.71% | 29.79% | 26.38% | 18.62% | 15.06% | 16.45% | 28.83% | 28.38% | 29.21% | 30.78% | 25.61% | [5 empty] | ChhattisgarhT&D losses (%)
WR | Gujarat | Own ex-bus generation (GWh) | 40058.79 | 40737.96 | 44710.99 | 43541.32 | 50751.57 | 57597.83 | 64457.51 | 61724.64 | 63010.94 | 70739.26 | 70903.43 | 73395.7543 | [5 empty] | GujaratOwn ex-bus generation (GWh)
WR | Gujarat | ex-bus import from grid (GWh) | 10351.58 | 12846.24 | 13495.48 | 16365.65 | 13322.68 | 8859.54 | 8783.1068 | 15466.77 | 17969.93 | 20003.57 | 23149.35 | 29897.5012 | [5 empty] | Gujaratex-bus import from grid (GWh)
WR | Gujarat | ex-bus import from CPP (GWh) | 1041.35 | 685.42 | 1680.73 | 632.95 | 376.94 | 421.33 | 499.48 | 612.68 | 688.62 | 800.22 | 1161.61 | 1277.0282 | [5 empty] | Gujaratex-bus import from CPP (GWh)
WR | Gujarat | availability ex-bus (GWh) | 51451.72 | 54269.62 | 59887.2 | 60539.92 | 64451.19 | 66878.7 | 73740.0968 | 77804.09 | 81669.49 | 91543.05 | 95214.39 | 104570.2838 | [5 empty] | Gujaratavailability ex-bus (GWh)
WR | Gujarat | total consumption (GWh) | 37092.15 | 40772.65 | 44236.33 | 45967.89 | 49777.84 | 54013.15 | 57654.44 | 63426.81 | 66877.5 | 73889.76 | 77027.77 | 85555.7932 | [5 empty] | Gujarattotal consumption (GWh)
WR | Gujarat | T&D losses (GWh) | 14359.57 | 13496.97 | 15650.87 | 14572.03 | 14673.35 | 12865.55 | 16085.6568 | 14377.28 | 14791.99 | 17653.29 | 18186.62 | 19014.4906 | [5 empty] | GujaratT&D losses (GWh)
WR | Gujarat | T&D losses (%) | 27.91% | 24.87% | 26.13% | 24.07% | 22.77% | 19.24% | 21.81% | 18.48% | 18.11% | 19.28% | 19.1% | 18.18% | [5 empty] | GujaratT&D losses (%)
WR | Madhya Pradesh | Own ex-bus generation (GWh) | 17259.04 | 18433.92 | 20825.03 | 20622.43 | 20528.25 | 21032.97 | 22183.7 | 22979.18 | 27020.29 | 28723.97 | 25181.01 | 25178.8167 | [5 empty] | Madhya PradeshOwn ex-bus generation (GWh)
WR | Madhya Pradesh | ex-bus import from grid (GWh) | 14968.02 | 14492.73 | 15592.89 | 14411.51 | 15597.62 | 19318.32 | 21275.5737 | 24927.77 | 26509.32 | 32798.3 | 39534.05 | 37215.1333 | [5 empty] | Madhya Pradeshex-bus import from grid (GWh)
WR | Madhya Pradesh | ex-bus import from CPP (GWh) | 95.29 | 152 | 239.01 | 189.92 | 66.87 | 254.91 | 96.89 | 139.17 | 125.09 | 124.66 | 258 | 15.7 | [5 empty] | Madhya Pradeshex-bus import from CPP (GWh)
WR | Madhya Pradesh | availability ex-bus (GWh) | 32322.35 | 33078.65 | 36656.93 | 35223.86 | 36192.74 | 40606.2 | 43556.1637 | 48046.12 | 53654.7 | 61646.93 | 64973.06 | 62409.65 | [5 empty] | Madhya Pradeshavailability ex-bus (GWh)
WR | Madhya Pradesh | total consumption (GWh) | 19371.41 | 20099.72 | 23590.91 | 21678.05 | 22323.67 | 25329.12 | 28540.78 | 32935.62 | 36770.45 | 41757.01 | 46384.45 | 45681.3699 | [5 empty] | Madhya Pradeshtotal consumption (GWh)
WR | Madhya Pradesh | T&D losses (GWh) | 12950.94 | 12978.93 | 13066.02 | 13545.81 | 13869.07 | 15277.08 | 15015.3837 | 15110.5 | 16884.25 | 19889.92 | 18588.61 | 16728.2802 | [5 empty] | Madhya PradeshT&D losses (GWh)
WR | Madhya Pradesh | T&D losses (%) | 40.07% | 39.24% | 35.64% | 38.46% | 38.32% | 37.62% | 34.47% | 31.45% | 31.47% | 32.26% | 28.61% | 26.8% | [5 empty] | Madhya PradeshT&D losses (%)
WR | Maharashtra | Own ex-bus generation (GWh) | 62024.72 | 64832.24 | 72178.6 | 70110.3 | 75820.22 | 79243.77 | 85028.74 | 84442.43 | 87569.69 | 93074.22 | 102399.29 | 98972.9612 | [5 empty] | MaharashtraOwn ex-bus generation (GWh)
WR | Maharashtra | ex-bus import from grid (GWh) | 23799.63 | 26213.87 | 24370.82 | 24878.39 | 27752.77 | 30402.95 | 35321.1637 | 43010.49 | 40571.44 | 42477.57 | 40776.92 | 48431.0855 | [5 empty] | Maharashtraex-bus import from grid (GWh)
WR | Maharashtra | ex-bus import from CPP (GWh) | 46.04 | 46.04 | 209.3 | 653.41 | 462.9 | 700.89 | 430.91 | 821.16 | 821.39 | 738.6 | 827.96 | 608.9965 | [5 empty] | Maharashtraex-bus import from CPP (GWh)
WR | Maharashtra | availability ex-bus (GWh) | 85870.39 | 91092.15 | 96758.72 | 95642.1 | 104035.89 | 110347.61 | 120780.8137 | 128274.08 | 128962.52 | 136290.39 | 144004.16 | 148013.0432 | [5 empty] | Maharashtraavailability ex-bus (GWh)
WR | Maharashtra | total consumption (GWh) | 58732.34 | 62267.24 | 67930.96 | 72804.42 | 77860.62 | 87531.81 | 96642.38 | 100285.15 | 100842.25 | 108496.08 | 115355.69 | 121050.8068 | [5 empty] | Maharashtratotal consumption (GWh)
WR | Maharashtra | T&D losses (GWh) | 27138.05 | 28824.91 | 28827.76 | 22837.68 | 26175.27 | 22815.8 | 24138.4337 | 27988.93 | 28120.27 | 27794.31 | 28648.47 | 26962.2363 | [5 empty] | MaharashtraT&D losses (GWh)
WR | Maharashtra | T&D losses (%) | 31.6% | 31.64% | 29.79% | 23.88% | 25.16% | 20.68% | 19.99% | 21.82% | 21.8% | 20.39% | 19.89% | 18.22% | [5 empty] | MaharashtraT&D losses (%)
WR | Daman & Diu | Own ex-bus generation (GWh) | 0 | 0 | 0 | 0 | 0 | 0 | 0 | 0 | 0 | 0 | 4.25 | 14.43 | UT |  |  |  |  | Daman & DiuOwn ex-bus generation (GWh)
WR | Daman & Diu | ex-bus import from grid (GWh) | 1387.48 | 1496.88 | 1674.81 | 1658.02 | 1753.71 | 1963.43 | 2071.4583 | 2149.68 | 2108.82 | 2266.49 | 2478.34 | 2569.0079 | UT |  |  |  |  | Daman & Diuex-bus import from grid (GWh)
WR | Daman & Diu | ex-bus import from CPP (GWh) | 0 | 0 | 0 | 0 | 0 | 0 | 0 | 0 | 0 | 0 | 0 | 0 | UT |  |  |  |  | Daman & Diuex-bus import from CPP (GWh)
WR | Daman & Diu | availability ex-bus (GWh) | 1387.48 | 1496.88 | 1674.81 | 1658.02 | 1753.71 | 1963.43 | 2071.4583 | 2149.68 | 2108.82 | 2266.49 | 2482.59 | 2583.4379 | UT |  |  |  |  | Daman & Diuavailability ex-bus (GWh)
WR | Daman & Diu | total consumption (GWh) | 1088 | 1166.23 | 1284.82 | 1325.35 | 1452.25 | 1632.95 | 1771 | 1814.17 | 1818.54 | 1594.96 | 1691.98 | 1737.09 | UT |  |  |  |  | Daman & Diutotal consumption (GWh)
WR | Daman & Diu | T&D losses (GWh) | 299.48 | 330.65 | 389.99 | 332.67 | 301.46 | 330.48 | 300.4583 | 335.51 | 290.28 | 671.53 | 790.61 | 846.3479 | UT |  |  |  |  | Daman & DiuT&D losses (GWh)
WR | Daman & Diu | T&D losses (%) | 21.58% | 22.09% | 23.29% | 20.06% | 17.19% | 16.83% | 14.5% | 15.61% | 13.77% | 29.63% | 31.85% | 32.76% | UT |  |  |  |  | Daman & DiuT&D losses (%)
WR | Dadra & Nagar Haveli | Own ex-bus generation (GWh) | 0 | 0 | 0 | 0 | 0 | 0 | 0 | 0 | 0 | 0 | 0 | 1.31 | UT |  |  |  |  | Dadra & Nagar HaveliOwn ex-bus generation (GWh)
WR | Dadra & Nagar Haveli | ex-bus import from grid (GWh) | 2656.77 | 3061.47 | 3572.33 | 3636.26 | 3750.03 | 4346.77 | 4706.9613 | 5097.31 | 5674.59 | 5758.79 | 6168.6 | 6433.8695 | UT |  |  |  |  | Dadra & Nagar Haveliex-bus import from grid (GWh)
WR | Dadra & Nagar Haveli | ex-bus import from CPP (GWh) | 0 | 0 | 0 | 0 | 0 | 0 | 0 | 0 | 0 | 0 | 0 | 0 | UT |  |  |  |  | Dadra & Nagar Haveliex-bus import from CPP (GWh)
WR | Dadra & Nagar Haveli | availability ex-bus (GWh) | 2656.77 | 3061.47 | 3572.33 | 3636.26 | 3750.03 | 4346.77 | 4706.9613 | 5097.31 | 5674.59 | 5758.79 | 6168.6 | 6435.1795 | UT |  |  |  |  | Dadra & Nagar Haveliavailability ex-bus (GWh)
WR | Dadra & Nagar Haveli | total consumption (GWh) | 2127 | 2718 | 2925.8 | 3070 | 3329.74 | 3906 | 4139 | 4594.84 | 5189.51 | 5163.63 | 5548.24 | 5737 | UT |  |  |  |  | Dadra & Nagar Havelitotal consumption (GWh)
WR | Dadra & Nagar Haveli | T&D losses (GWh) | 529.77 | 343.47 | 646.53 | 566.26 | 420.29 | 440.77 | 567.9613 | 502.47 | 485.08 | 595.16 | 620.36 | 698.1795 | UT |  |  |  |  | Dadra & Nagar HaveliT&D losses (GWh)
WR | Dadra & Nagar Haveli | T&D losses (%) | 19.94% | 11.22% | 18.1% | 15.57% | 11.21% | 10.14% | 12.07% | 9.858% | 8.548% | 10.33% | 10.06% | 10.85% | UT |  |  |  |  | Dadra & Nagar HaveliT&D losses (%)
WR | Goa | Own ex-bus generation (GWh) | 340.3 | 345.38 | 424.78 | 409.06 | 390.05 | 329.6 | 321.94 | 111.91 | 55.3 | 12.37 | 0 | 0 | [5 empty] | GoaOwn ex-bus generation (GWh)
WR | Goa | ex-bus import from grid (GWh) | 2325.2 | 2593 | 2742.89 | 2748.45 | 2811.46 | 2951.8 | 3072.9914 | 3348.1 | 3477.49 | 3693.73 | 3934.75 | 4059.2233 | [5 empty] | Goaex-bus import from grid (GWh)
WR | Goa | ex-bus import from CPP (GWh) | 0 | 0 | 65.25 | 0 | 0 | 0.02 | 0 | 0.1 | 0 | 0 | 203 | 177.34 | [5 empty] | Goaex-bus import from CPP (GWh)
WR | Goa | availability ex-bus (GWh) | 2665.5 | 2938.38 | 3232.92 | 3157.51 | 3201.51 | 3281.42 | 3394.9314 | 3460.11 | 3532.79 | 3706.1 | 4137.76 | 4236.5633 | [5 empty] | Goaavailability ex-bus (GWh)
WR | Goa | total consumption (GWh) | 2141.4 | 2324.37 | 2548.11 | 2616.98 | 2657.63 | 2780.2 | 2973.03 | 2998.21 | 3085.2 | 3151.2 | 3391.2 | 3475.37 | [5 empty] | Goatotal consumption (GWh)
WR | Goa | T&D losses (GWh) | 524.1 | 614.01 | 684.81 | 540.53 | 543.88 | 501.22 | 421.9014 | 461.9 | 447.59 | 554.9 | 746.56 | 761.1933 | [5 empty] | GoaT&D losses (GWh)
WR | Goa | T&D losses (%) | 19.66% | 20.9% | 21.18% | 17.12% | 16.99% | 15.27% | 12.43% | 13.35% | 12.67% | 14.97% | 18.04% | 17.97% | [5 empty] | GoaT&D losses (%)
SR | Andhra Pradesh | Own ex-bus generation (GWh) | 40899.81 | 43650.95 | 48122.88 | 47884.45 | 56929.9 | 63672.39 | 66086.868 | 59102.79 | 57437.05 | 34575.63 | 41551.76 | 49290.3347 | [5 empty] | Andhra PradeshOwn ex-bus generation (GWh)
SR | Andhra Pradesh | ex-bus import from grid (GWh) | 8835.956 | 12590.98 | 13807.8 | 18289.61 | 14762.69 | 11828.63 | 17898.1776 | 24117.4 | 31737.5 | 14467.41 | 8737.32 | 6880.1507 | [5 empty] | Andhra Pradeshex-bus import from grid (GWh)
SR | Andhra Pradesh | ex-bus import from CPP (GWh) | 86.04 | 147.86 | 1041.31 | 1253.62 | 1418.73 | 1245.99 | 1328.03 | 1583.63 | 2048.53 | 2035.72 | 2610.9 | 816.3803 | [5 empty] | Andhra Pradeshex-bus import from CPP (GWh)
SR | Andhra Pradesh | availability ex-bus (GWh) | 49821.806 | 56389.79 | 62971.99 | 67427.68 | 73111.32 | 76747.01 | 85313.0756 | 84803.82 | 91223.08 | 51078.76 | 52899.98 | 56986.8657 | [5 empty] | Andhra Pradeshavailability ex-bus (GWh)
SR | Andhra Pradesh | total consumption (GWh) | 39828.58 | 45872.25 | 48861.1 | 54241.14 | 59677.44 | 64011.3 | 70421 | 68439.15 | 72919.24 | 41913.67 | 44352.74 | 47761.4502 | [5 empty] | Andhra Pradeshtotal consumption (GWh)
SR | Andhra Pradesh | T&D losses (GWh) | 9993.226 | 10517.54 | 14110.89 | 13186.54 | 13433.88 | 12735.71 | 14892.0756 | 16364.67 | 18303.84 | 9165.09 | 8547.24 | 9225.4155 | [5 empty] | Andhra PradeshT&D losses (GWh)
SR | Andhra Pradesh | T&D losses (%) | 20.06% | 18.65% | 22.41% | 19.56% | 18.37% | 16.59% | 17.46% | 19.3% | 20.06% | 17.94% | 16.16% | 16.19% | [5 empty] | Andhra PradeshT&D losses (%)
SR | Telangana | Own ex-bus generation (GWh) | 2015: 23060.64; 2016: 16374.57; 2017: 24360.9969 | [5 empty] | TelanganaOwn ex-bus generation (GWh)
SR | Telangana | ex-bus import from grid (GWh) | 2015: 22253.17; 2016: 32620.04; 2017: 29857.5417 | [5 empty] | Telanganaex-bus import from grid (GWh)
SR | Telangana | ex-bus import from CPP (GWh) | 2015: 1718.81; 2016: 440.63; 2017: 451.1223 | [5 empty] | Telanganaex-bus import from CPP (GWh)
SR | Telangana | availability ex-bus (GWh) | 2015: 47032.62; 2016: 49435.24; 2017: 54669.6609 | [5 empty] | Telanganaavailability ex-bus (GWh)
SR | Telangana | total consumption (GWh) | 2015: 39638.88; 2016: 41288.97; 2017: 44446.4844 | [5 empty] | Telanganatotal consumption (GWh)
SR | Telangana | T&D losses (GWh) | 2015: 7393.74; 2016: 8146.27; 2017: 10223.1765 | [5 empty] | TelanganaT&D losses (GWh)
SR | Telangana | T&D losses (%) | 2015: 15.72%; 2016: 16.48%; 2017: 18.7% | [5 empty] | TelanganaT&D losses (%)
SR | Karnataka | Own ex-bus generation (GWh) | 23734.15 | 29720.12 | 31876.96 | 31465.09 | 35828.22 | 35960.76 | 43204.712 | 44002.23 | 49059.24 | 49930.65 | 46883.6 | 39958.9654 | [5 empty] | KarnatakaOwn ex-bus generation (GWh)
SR | Karnataka | ex-bus import from grid (GWh) | 10627.87 | 9782.81 | 9789.72 | 11092.72 | 7849.25 | 11262.89 | 10535.8693 | 11101.86 | 7748.98 | 9209.01 | 13653.6 | 26103.3489 | [5 empty] | Karnatakaex-bus import from grid (GWh)
SR | Karnataka | ex-bus import from CPP (GWh) | 2234.92 | 1923 | 529.63 | 879.05 | 879.05 | 910.93 | 592.48 | 2785.07 | 2997.49 | 3194.88 | 3409.54 | 1104.5965 | [5 empty] | Karnatakaex-bus import from CPP (GWh)
SR | Karnataka | availability ex-bus (GWh) | 36596.94 | 41425.93 | 42196.31 | 43436.86 | 44556.52 | 48134.58 | 54333.0613 | 57889.16 | 59805.71 | 62334.54 | 63946.75 | 67166.9108 | [5 empty] | Karnatakaavailability ex-bus (GWh)
SR | Karnataka | total consumption (GWh) | 25701.71 | 30690.56 | 34235.38 | 36039.59 | 36198.33 | 39788.83 | 47455.84 | 51439.47 | 53716.25 | 55165.52 | 57223.18 | 58152.3176 | [5 empty] | Karnatakatotal consumption (GWh)
SR | Karnataka | T&D losses (GWh) | 10895.23 | 10735.37 | 7960.93 | 7397.27 | 8358.19 | 8345.75 | 6877.2213 | 6449.69 | 6089.46 | 7169.02 | 6723.57 | 9014.5932 | [5 empty] | KarnatakaT&D losses (GWh)
SR | Karnataka | T&D losses (%) | 29.77% | 25.91% | 18.87% | 17.03% | 18.76% | 17.34% | 12.66% | 11.14% | 10.18% | 11.5% | 10.51% | 13.42% | [5 empty] | KarnatakaT&D losses (%)
SR | Kerala | Own ex-bus generation (GWh) | 7585.57 | 7901.77 | 9174.4 | 7491.74 | 10410.97 | 9714.04 | 9198.87 | 7233.52 | 9673.4 | 8491.89 | 7222 | 4646.6492 | [5 empty] | KeralaOwn ex-bus generation (GWh)
SR | Kerala | ex-bus import from grid (GWh) | 5644.05 | 5990.13 | 5067.28 | 6532.87 | 6947.16 | 8039.31 | 10084.7362 | 13225.85 | 11529.28 | 13686.98 | 15001.8 | 20020.5927 | [5 empty] | Keralaex-bus import from grid (GWh)
SR | Kerala | ex-bus import from CPP (GWh) | 91.41 | 90.54 | 103.06 | 10.82 | 10.86 | 88.7 | 37.86 | 0 | 0.15 | 26.26 | 202.11 | 8.37 | [5 empty] | Keralaex-bus import from CPP (GWh)
SR | Kerala | availability ex-bus (GWh) | 13321.03 | 13982.44 | 14344.74 | 14035.43 | 17368.99 | 17842.05 | 19321.4662 | 20459.37 | 21202.83 | 22205.13 | 22425.91 | 24675.6119 | [5 empty] | Keralaavailability ex-bus (GWh)
SR | Kerala | total consumption (GWh) | 10190.1 | 11310.22 | 11790.53 | 12188.89 | 13967.15 | 14578.15 | 15993.12 | 16832.56 | 18024.6 | 18785.92 | 19828.92 | 20218.3985 | [5 empty] | Keralatotal consumption (GWh)
SR | Kerala | T&D losses (GWh) | 3130.93 | 2672.22 | 2554.21 | 1846.54 | 3401.84 | 3263.9 | 3328.3462 | 3626.81 | 3178.23 | 3419.21 | 2596.99 | 4457.2134 | [5 empty] | KeralaT&D losses (GWh)
SR | Kerala | T&D losses (%) | 23.5% | 19.11% | 17.81% | 13.16% | 19.59% | 18.29% | 17.23% | 17.73% | 14.99% | 15.4% | 11.58% | 18.06% | [5 empty] | KeralaT&D losses (%)
SR | Tamil Nadu | Own ex-bus generation (GWh) | 35832.82 | 42057.76 | 44792.52 | 44716.67 | 45657.42 | 44860.6 | 48248.98 | 46734.65 | 50316.95 | 54611.13 | 45748.64 | 45703.5602 | [5 empty] | Tamil NaduOwn ex-bus generation (GWh)
SR | Tamil Nadu | ex-bus import from grid (GWh) | 17285.51 | 18335.99 | 19637.03 | 19533.09 | 23228.61 | 25625.84 | 25184.7945 | 22019.09 | 28289.38 | 30815.4 | 41507.47 | 49503.9502 | [5 empty] | Tamil Naduex-bus import from grid (GWh)
SR | Tamil Nadu | ex-bus import from CPP (GWh) | 1611.34 | 1670.28 | 710.55 | 1170.11 | 1864.82 | 2030.06 | 551.1 | 3862.72 | 1888.63 | 1849.63 | 2569.2 | 856.2393 | [5 empty] | Tamil Naduex-bus import from CPP (GWh)
SR | Tamil Nadu | availability ex-bus (GWh) | 54729.67 | 62064.03 | 65140.1 | 65419.87 | 70750.85 | 72516.5 | 73984.8745 | 72616.46 | 80494.96 | 87276.16 | 89825.32 | 96063.7497 | [5 empty] | Tamil Naduavailability ex-bus (GWh)
SR | Tamil Nadu | total consumption (GWh) | 44515.78 | 49934 | 52952.62 | 53553.49 | 57722.33 | 62750.89 | 61896.54 | 62076.91 | 71772.37 | 77617.76 | 80083.19 | 83936.065 | [5 empty] | Tamil Nadutotal consumption (GWh)
SR | Tamil Nadu | T&D losses (GWh) | 10213.89 | 12130.03 | 12187.48 | 11866.38 | 13028.52 | 9765.61 | 12088.3345 | 10539.55 | 8722.59 | 9658.4 | 9742.13 | 12127.6847 | [5 empty] | Tamil NaduT&D losses (GWh)
SR | Tamil Nadu | T&D losses (%) | 18.66% | 19.54% | 18.71% | 18.14% | 18.41% | 13.47% | 16.34% | 14.51% | 10.84% | 11.07% | 10.85% | 12.62% | [5 empty] | Tamil NaduT&D losses (%)
SR | Puducherry | Own ex-bus generation (GWh) | 242.89 | 254.64 | 247.28 | 242.27 | 213.06 | 183.29 | 615.82 | 596.55 | 621.31 | 475.46 | 413.15 | 438.267 | UT |  |  |  |  | PuducherryOwn ex-bus generation (GWh)
SR | Puducherry | ex-bus import from grid (GWh) | 2048 | 2237.88 | 1954.43 | 1882.85 | 1965.91 | 2020.89 | 2104.5724 | 2285.85 | 2351.29 | 2393.34 | 2457.01 | 2590.0262 | UT |  |  |  |  | Puducherryex-bus import from grid (GWh)
SR | Puducherry | ex-bus import from CPP (GWh) | 0 | 0 | 0 | 0 | 0 | 0 | 0 | 0 | 0.06 | 0 | 0 | 0 | UT |  |  |  |  | Puducherryex-bus import from CPP (GWh)
SR | Puducherry | availability ex-bus (GWh) | 2290.89 | 2492.52 | 2201.71 | 2125.12 | 2178.97 | 2204.18 | 2720.3924 | 2882.4 | 2972.66 | 2868.8 | 2870.16 | 3028.2932 | UT |  |  |  |  | Puducherryavailability ex-bus (GWh)
SR | Puducherry | total consumption (GWh) | 1868.03 | 2024.99 | 2071.97 | 1864.98 | 1920.96 | 1930.7 | 2321.5 | 2492.44 | 2531.92 | 2441.47 | 2468.14 | 2556.19 | UT |  |  |  |  | Puducherrytotal consumption (GWh)
SR | Puducherry | T&D losses (GWh) | 422.86 | 467.53 | 129.74 | 260.14 | 258.01 | 273.48 | 398.8924 | 389.96 | 440.74 | 427.33 | 402.02 | 472.1032 | UT |  |  |  |  | PuducherryT&D losses (GWh)
SR | Puducherry | T&D losses (%) | 18.46% | 18.76% | 5.893% | 12.24% | 11.84% | 12.41% | 14.66% | 13.53% | 14.83% | 14.9% | 14.01% | 15.59% | UT |  |  |  |  | PuducherryT&D losses (%)
SR | Lakshadweep | Own ex-bus generation (GWh) | 25.39 | 27.74 | 29.47 | 31.28 | 28.82 | 39.73 | 43.26 | 46.56 | 46.2 | 46.31 | 50.56 | 51.172 | [5 empty] | LakshadweepOwn ex-bus generation (GWh)
SR | Lakshadweep | ex-bus import from grid (GWh) | 0 | 0 | 0 | 0 | 0 | 0 | 0 | 0 | 0 | 0 | 0 | 0 | [5 empty] | Lakshadweepex-bus import from grid (GWh)
SR | Lakshadweep | ex-bus import from CPP (GWh) | 0 | 0 | 0 | 0 | 0 | 0 | 0 | 0 | 0 | 0 | 0 | 0 | [5 empty] | Lakshadweepex-bus import from CPP (GWh)
SR | Lakshadweep | availability ex-bus (GWh) | 25.39 | 27.74 | 29.47 | 31.28 | 28.82 | 39.73 | 43.26 | 46.56 | 46.2 | 46.31 | 50.56 | 51.172 | [5 empty] | Lakshadweepavailability ex-bus (GWh)
SR | Lakshadweep | total consumption (GWh) | 22.55 | 24.17 | 24.15 | 23.5 | 25.46 | 29.54 | 33.54 | 37.9 | 41.03 | 44.63 | 45.6 | 47.5933 | [5 empty] | Lakshadweeptotal consumption (GWh)
SR | Lakshadweep | T&D losses (GWh) | 2.84 | 3.57 | 5.32 | 7.78 | 3.36 | 10.19 | 9.72 | 8.66 | 5.17 | 1.68 | 4.96 | 3.5787 | [5 empty] | LakshadweepT&D losses (GWh)
SR | Lakshadweep | T&D losses (%) | 11.19% | 12.87% | 18.05% | 24.87% | 11.66% | 25.65% | 22.47% | 18.6% | 11.19% | 3.628% | 9.81% | 6.993% | [5 empty] | LakshadweepT&D losses (%)
ER | Bihar | Own ex-bus generation (GWh) | 166.51 | 100.06 | 319.2 | 488.27 | 875.82 | 693.5 | 574.01 | 290.66 | 328.22 | 328.22 | 165.11 | 387.658 | [5 empty] | BiharOwn ex-bus generation (GWh)
ER | Bihar | ex-bus import from grid (GWh) | 7012.37 | 7656.06 | 8260.66 | 8805.73 | 9878.39 | 10618.14 | 12018.0201 | 12996.24 | 14801.67 | 17924.94 | 23005.79 | 24359.3871 | [5 empty] | Biharex-bus import from grid (GWh)
ER | Bihar | ex-bus import from CPP (GWh) | 0 | 0 | 0 | 0 | 0 | 29.02 | 0 | 0 | 0 | 0 | 0 | 0 | [5 empty] | Biharex-bus import from CPP (GWh)
ER | Bihar | availability ex-bus (GWh) | 7178.88 | 7756.12 | 8579.86 | 9294 | 10754.21 | 11340.66 | 12592.0301 | 13286.9 | 15129.89 | 18253.16 | 23170.9 | 24747.0451 | [5 empty] | Biharavailability ex-bus (GWh)
ER | Bihar | total consumption (GWh) | 4022.33 | 3825.87 | 4393.79 | 4984.06 | 6067.22 | 5582.89 | 6183.92 | 6720.6 | 7979.71 | 9807.3 | 13249.63 | 17250.69 | [5 empty] | Bihartotal consumption (GWh)
ER | Bihar | T&D losses (GWh) | 3156.55 | 3930.25 | 4186.07 | 4309.94 | 4686.99 | 5757.77 | 6408.1101 | 6566.3 | 7150.18 | 8445.86 | 9921.27 | 7496.3551 | [5 empty] | BiharT&D losses (GWh)
ER | Bihar | T&D losses (%) | 43.97% | 50.67% | 48.79% | 46.37% | 43.58% | 50.77% | 50.89% | 49.42% | 47.26% | 46.27% | 42.82% | 30.29% | [5 empty] | BiharT&D losses (%)
ER | Jharkhand | Own ex-bus generation (GWh) | 11718.02 | 14453.78 | 12224.53 | 14104.38 | 12980.84 | 13831.09 | 14098.18 | 16013.27 | 16162.21 | 15349.72 | 16438.89 | 16949.3543 | [5 empty] | JharkhandOwn ex-bus generation (GWh)
ER | Jharkhand | ex-bus import from grid (GWh) | 1892.81 | 1151.56 | 2152.82 | 2207.74 | 3570.99 | 3583.07 | 3705.0652 | 3430.55 | 4373.79 | 4348.87 | 4580.27 | 6272.033 | [5 empty] | Jharkhandex-bus import from grid (GWh)
ER | Jharkhand | ex-bus import from CPP (GWh) | 165.37 | 275.7 | 442.6 | 303.3 | 272.66 | 272.66 | 402.77 | 312 | 368.72 | 269.03 | 112.29 | 140.271 | [5 empty] | Jharkhandex-bus import from CPP (GWh)
ER | Jharkhand | availability ex-bus (GWh) | 12773.89 | 14704.79 | 14819.95 | 16615.42 | 16824.49 | 17686.82 | 18206.0152 | 19755.82 | 20904.72 | 19967.62 | 21131.46 | 23361.6582 | [5 empty] | Jharkhandavailability ex-bus (GWh)
ER | Jharkhand | total consumption (GWh) | 9348.03 | 10851.32 | 11387.47 | 12582.93 | 13082.67 | 14666.99 | 15594.83 | 17124.36 | 18174.64 | 16532.88 | 17541.57 | 19548.7869 | [5 empty] | Jharkhandtotal consumption (GWh)
ER | Jharkhand | T&D losses (GWh) | 3425.86 | 3853.47 | 3432.48 | 4032.49 | 3741.82 | 3019.83 | 2611.1852 | 2631.46 | 2730.08 | 3434.74 | 3589.89 | 3812.8714 | [5 empty] | JharkhandT&D losses (GWh)
ER | Jharkhand | T&D losses (%) | 26.82% | 26.21% | 23.16% | 24.27% | 22.24% | 17.07% | 14.34% | 13.32% | 13.06% | 17.2% | 16.99% | 16.32% | [5 empty] | JharkhandT&D losses (%)
ER | Odisha | Own ex-bus generation (GWh) | 11184.02 | 13370.43 | 13760.92 | 12157.54 | 10240.2 | 12222.57 | 13142.87 | 13988.22 | 17254.83 | 17420.98 | 16618.23 | 17341.1008 | [5 empty] | OdishaOwn ex-bus generation (GWh)
ER | Odisha | ex-bus import from grid (GWh) | 2452.55 | 1858.56 | 3810.88 | 6470.39 | 7940.12 | 6593.95 | 7283.5264 | 6769.51 | 5012.74 | 7929.16 | 8044.55 | 8272.1376 | [5 empty] | Odishaex-bus import from grid (GWh)
ER | Odisha | ex-bus import from CPP (GWh) | 1248.79 | 1510.28 | 1086.28 | 1831.54 | 1230.06 | 3952.47 | 3150.53 | 1769.82 | 1302.5 | 1253 | 1695.84 | 1854.3917 | [5 empty] | Odishaex-bus import from CPP (GWh)
ER | Odisha | availability ex-bus (GWh) | 14885.36 | 16739.27 | 18658.08 | 20459.47 | 19410.38 | 22768.99 | 23576.9264 | 22527.55 | 23570.07 | 26603.14 | 26358.61 | 27467.6301 | [5 empty] | Odishaavailability ex-bus (GWh)
ER | Odisha | total consumption (GWh) | 8103.57 | 9483.74 | 11299.13 | 11732.52 | 12227.86 | 13099.2 | 13054.18 | 13552 | 14411.46 | 15439.85 | 16053.22 | 16987.9609 | [5 empty] | Odishatotal consumption (GWh)
ER | Odisha | T&D losses (GWh) | 6781.79 | 7255.53 | 7358.95 | 8726.95 | 7182.52 | 9669.79 | 10522.7464 | 8975.55 | 9158.61 | 11163.29 | 10305.39 | 10479.6692 | [5 empty] | OdishaT&D losses (GWh)
ER | Odisha | T&D losses (%) | 45.56% | 43.34% | 39.44% | 42.65% | 37% | 42.47% | 44.63% | 39.84% | 38.86% | 41.96% | 39.1% | 38.15% | [5 empty] | OdishaT&D losses (%)
ER | West Bengal | Own ex-bus generation (GWh) | 26573.94 | 27253.83 | 29952.52 | 30150.29 | 35471.81 | 36815.79 | 38723.61 | 39284.11 | 36169.98 | 40009.83 | 39007.14 | 42896.594 | [5 empty] | West BengalOwn ex-bus generation (GWh)
ER | West Bengal | ex-bus import from grid (GWh) | 1745.25 | 2734.73 | 3396.2 | 3090.1 | 3034.23 | 4875.56 | 5300.4302 | 8436.26 | 11869.37 | 11754.39 | 15468.73 | 13586.9385 | [5 empty] | West Bengalex-bus import from grid (GWh)
ER | West Bengal | ex-bus import from CPP (GWh) | 96.59 | 185.96 | 0 | 143.28 | 9.16 | 331.41 | 113.67 | 111.78 | 136.02 | 75.6 | 117.85 | 164.9417 | [5 empty] | West Bengalex-bus import from CPP (GWh)
ER | West Bengal | availability ex-bus (GWh) | 27882.55 | 29620.99 | 33348.72 | 33383.67 | 38515.2 | 42022.76 | 44137.7102 | 47832.15 | 48175.37 | 51839.82 | 54593.72 | 56648.4742 | [5 empty] | West Bengalavailability ex-bus (GWh)
ER | West Bengal | total consumption (GWh) | 20957.06 | 22618.48 | 26247.97 | 27779.3 | 31455 | 32609.31 | 33903.33 | 36320.34 | 36591.59 | 39058.55 | 42496.61 | 43945.8023 | [5 empty] | West Bengaltotal consumption (GWh)
ER | West Bengal | T&D losses (GWh) | 6925.49 | 7002.51 | 7100.75 | 5604.37 | 7060.2 | 9413.45 | 10234.3802 | 11511.81 | 11583.78 | 12781.27 | 12097.11 | 12702.6719 | [5 empty] | West BengalT&D losses (GWh)
ER | West Bengal | T&D losses (%) | 24.84% | 23.64% | 21.29% | 16.79% | 18.33% | 22.4% | 23.19% | 24.07% | 24.05% | 24.66% | 22.16% | 22.42% | [5 empty] | West BengalT&D losses (%)
ER | Sikkim | Own ex-bus generation (GWh) | 33.74 | 34.98 | 139.05 | 138.7 | 163.44 | 131.78 | 145.95 | 145.89 | 118.88 | 151.62 | 116.24 | 115.8316 | NE |  |  |  |  | SikkimOwn ex-bus generation (GWh)
ER | Sikkim | ex-bus import from grid (GWh) | 200.04 | 254.77 | 272.74 | 314.41 | 330.87 | 377.24 | 392.108 | 390.47 | 407.5 | 387.79 | 366.18 | 457.0246 | NE |  |  |  |  | Sikkimex-bus import from grid (GWh)
ER | Sikkim | ex-bus import from CPP (GWh) | 0 | 0 | 0 | 0 | 0 | 0 | 0 | 0 | 0 | 0 | 0 | 0 | NE |  |  |  |  | Sikkimex-bus import from CPP (GWh)
ER | Sikkim | availability ex-bus (GWh) | 233.78 | 289.75 | 411.79 | 453.11 | 494.31 | 509.02 | 538.058 | 536.36 | 526.38 | 539.41 | 482.42 | 572.8562 | NE |  |  |  |  | Sikkimavailability ex-bus (GWh)
ER | Sikkim | total consumption (GWh) | 208.67 | 211.93 | 260.25 | 277.31 | 301.5 | 337.62 | 370.62 | 385.44 | 404.71 | 404.71 | 354.46 | 436.57 | NE |  |  |  |  | Sikkimtotal consumption (GWh)
ER | Sikkim | T&D losses (GWh) | 25.11 | 77.82 | 151.54 | 175.8 | 192.81 | 171.4 | 167.438 | 150.92 | 121.67 | 134.7 | 127.96 | 136.2862 | NE |  |  |  |  | SikkimT&D losses (GWh)
ER | Sikkim | T&D losses (%) | 10.74% | 26.86% | 36.8% | 38.8% | 39.01% | 33.67% | 31.12% | 28.14% | 23.11% | 24.97% | 26.52% | 23.79% | NE |  |  |  |  | SikkimT&D losses (%)
ER | A & N Islands | Own ex-bus generation (GWh) | 153.64 | 177.68 | 204.89 | 211.61 | 220.45 | 235.75 | 242.68 | 252.07 | 268.99 | 288.64 | 283.26 | 297.7965 | [5 empty] | A & N IslandsOwn ex-bus generation (GWh)
ER | A & N Islands | ex-bus import from grid (GWh) | 0 | 0 | 0 | 0 | 0 | 0 | 0 | 0 | 0 | 0 | 0 | 0 | [5 empty] | A & N Islandsex-bus import from grid (GWh)
ER | A & N Islands | ex-bus import from CPP (GWh) | 0 | 0 | 0 | 0 | 0 | 0 | 0 | 0 | 0 | 0 | 0 | 0 | [5 empty] | A & N Islandsex-bus import from CPP (GWh)
ER | A & N Islands | availability ex-bus (GWh) | 153.64 | 177.68 | 204.89 | 211.61 | 220.45 | 235.75 | 242.68 | 252.07 | 268.99 | 288.64 | 283.26 | 297.7965 | [5 empty] | A & N Islandsavailability ex-bus (GWh)
ER | A & N Islands | total consumption (GWh) | 116.27 | 136.63 | 149.85 | 160.48 | 176.89 | 187 | 198.62 | 206.35 | 215.77 | 229.46 | 242.27 | 265.83 | [5 empty] | A & N Islandstotal consumption (GWh)
ER | A & N Islands | T&D losses (GWh) | 37.37 | 41.05 | 55.04 | 51.13 | 43.56 | 48.75 | 44.06 | 45.72 | 53.22 | 59.18 | 40.99 | 31.9665 | [5 empty] | A & N IslandsT&D losses (GWh)
ER | A & N Islands | T&D losses (%) | 24.32% | 23.1% | 26.86% | 24.16% | 19.76% | 20.68% | 18.16% | 18.14% | 19.79% | 20.5% | 14.47% | 10.73% | [5 empty] | A & N IslandsT&D losses (%)
NER | Arunachal Pradesh | Own ex-bus generation (GWh) | 48.82 | 67.1 | 165.33 | 172.84 | 233.97 | 221.51 | 222.99 | 289.91 | 290.98 | 292.96 | 18.44 | 27.43 | NE |  |  |  |  | Arunachal PradeshOwn ex-bus generation (GWh)
NER | Arunachal Pradesh | ex-bus import from grid (GWh) | 272.31 | 261.04 | 351.48 | 338.23 | 364.52 | 459.24 | 588.2999 | 582.19 | 603.86 | 716.37 | 741.01 | 704.9471 | NE |  |  |  |  | Arunachal Pradeshex-bus import from grid (GWh)
NER | Arunachal Pradesh | ex-bus import from CPP (GWh) | 0 | 0 | 0 | 0 | 0 | 0 | 0 | 0 | 0 | 0 | 0 | 0 | NE |  |  |  |  | Arunachal Pradeshex-bus import from CPP (GWh)
NER | Arunachal Pradesh | availability ex-bus (GWh) | 321.13 | 328.14 | 516.81 | 511.07 | 598.49 | 680.75 | 811.2899 | 872.1 | 894.84 | 1009.33 | 759.45 | 732.3771 | NE |  |  |  |  | Arunachal Pradeshavailability ex-bus (GWh)
NER | Arunachal Pradesh | total consumption (GWh) | 161.46 | 138.5 | 169.51 | 271.47 | 311 | 360 | 436.05 | 470.93 | 480.52 | 542.65 | 375.17 | 370.8168 | NE |  |  |  |  | Arunachal Pradeshtotal consumption (GWh)
NER | Arunachal Pradesh | T&D losses (GWh) | 159.67 | 189.64 | 347.3 | 239.6 | 287.49 | 320.75 | 375.2399 | 401.17 | 414.32 | 466.68 | 384.28 | 361.5603 | NE |  |  |  |  | Arunachal PradeshT&D losses (GWh)
NER | Arunachal Pradesh | T&D losses (%) | 49.72% | 57.79% | 67.2% | 46.88% | 48.04% | 47.12% | 46.25% | 46% | 46.3% | 46.24% | 50.6% | 49.37% | NE |  |  |  |  | Arunachal PradeshT&D losses (%)
NER | Assam | Own ex-bus generation (GWh) | 885.93 | 935.32 | 1567.08 | 1786.88 | 1776.65 | 1800.34 | 1878.12 | 1753.72 | 1828.17 | 1938.33 | 1855.2 | 1582.617 | [5 empty] | AssamOwn ex-bus generation (GWh)
NER | Assam | ex-bus import from grid (GWh) | 2806.44 | 2948.39 | 2576.69 | 2695.93 | 3071.47 | 3455.34 | 4073.6067 | 4288.99 | 5059.41 | 5609.32 | 6377.02 | 7073.1253 | [5 empty] | Assamex-bus import from grid (GWh)
NER | Assam | ex-bus import from CPP (GWh) | 0 | 0 | 0 | 0 | 0 | 0 | 15.33 | 23.45 | 23.45 | 23.45 | 54.83 | 38.894 | [5 empty] | Assamex-bus import from CPP (GWh)
NER | Assam | availability ex-bus (GWh) | 3692.37 | 3883.71 | 4143.77 | 4482.81 | 4848.12 | 5255.68 | 5967.0567 | 6066.16 | 6911.03 | 7571.1 | 8287.05 | 8694.6363 | [5 empty] | Assamavailability ex-bus (GWh)
NER | Assam | total consumption (GWh) | 2203 | 2575.35 | 2544.48 | 2797.6 | 3257 | 3460 | 3969.24 | 4205 | 4763 | 5484 | 6199 | 6525 | [5 empty] | Assamtotal consumption (GWh)
NER | Assam | T&D losses (GWh) | 1489.37 | 1308.36 | 1599.29 | 1685.21 | 1591.12 | 1795.68 | 1997.8167 | 1861.16 | 2148.03 | 2087.1 | 2088.05 | 2169.6363 | [5 empty] | AssamT&D losses (GWh)
NER | Assam | T&D losses (%) | 40.34% | 33.69% | 38.6% | 37.59% | 32.82% | 34.17% | 33.48% | 30.68% | 31.08% | 27.57% | 25.2% | 24.95% | [5 empty] | AssamT&D losses (%)
NER | Manipur | Own ex-bus generation (GWh) | 2.02 | 5.82 | 21.08 | 18.81 | 20.01 | 16.26 | 16.12 | 16.22 | 15.26 | 15.26 | 0 | 0.01 | NE |  |  |  |  | ManipurOwn ex-bus generation (GWh)
NER | Manipur | ex-bus import from grid (GWh) | 507.72 | 461.41 | 520.56 | 519.4 | 466.6 | 535.59 | 529.3996 | 567.99 | 631.92 | 772.35 | 855.12 | 806.404 | NE |  |  |  |  | Manipurex-bus import from grid (GWh)
NER | Manipur | ex-bus import from CPP (GWh) | 0 | 0 | 0 | 0 | 0 | 0 | 0 | 0 | 0 | 0 | 0 | 0 | NE |  |  |  |  | Manipurex-bus import from CPP (GWh)
NER | Manipur | availability ex-bus (GWh) | 509.74 | 467.23 | 541.64 | 538.21 | 486.61 | 551.85 | 545.5196 | 584.21 | 647.18 | 787.61 | 855.12 | 806.414 | NE |  |  |  |  | Manipuravailability ex-bus (GWh)
NER | Manipur | total consumption (GWh) | 188 | 217.38 | 197.4 | 197.12 | 220.65 | 271.1 | 324.83 | 379.01 | 397.96 | 465.1 | 474.98 | 511.92 | NE |  |  |  |  | Manipurtotal consumption (GWh)
NER | Manipur | T&D losses (GWh) | 321.74 | 249.85 | 344.24 | 341.09 | 265.96 | 280.75 | 220.6896 | 205.2 | 249.22 | 322.51 | 380.14 | 294.494 | NE |  |  |  |  | ManipurT&D losses (GWh)
NER | Manipur | T&D losses (%) | 63.12% | 53.47% | 63.56% | 63.37% | 54.66% | 50.87% | 40.45% | 35.12% | 38.51% | 40.95% | 44.45% | 36.52% | NE |  |  |  |  | ManipurT&D losses (%)
NER | Meghalaya | Own ex-bus generation (GWh) | 514.44 | 392.48 | 655.57 | 614.34 | 587.65 | 527 | 500.44 | 695.39 | 882.28 | 855.6 | 920.08 | 773.1126 | NE |  |  |  |  | MeghalayaOwn ex-bus generation (GWh)
NER | Meghalaya | ex-bus import from grid (GWh) | 698.1 | 811.51 | 776.45 | 879.52 | 851.97 | 973.87 | 1029.4592 | 951.31 | 796.98 | 986.11 | 974.17 | 739.0369 | NE |  |  |  |  | Meghalayaex-bus import from grid (GWh)
NER | Meghalaya | ex-bus import from CPP (GWh) | 0 | 0 | 0 | 17.68 | 34.63 | 7.78 | 27.14 | 1.49 | 1.71 | 1.71 | 1.71 | 0 | NE |  |  |  |  | Meghalayaex-bus import from CPP (GWh)
NER | Meghalaya | availability ex-bus (GWh) | 1212.54 | 1203.99 | 1432.02 | 1511.54 | 1474.25 | 1508.65 | 1557.0392 | 1648.19 | 1680.97 | 1843.42 | 1895.96 | 1512.1495 | NE |  |  |  |  | Meghalayaavailability ex-bus (GWh)
NER | Meghalaya | total consumption (GWh) | 725.26 | 778.48 | 893.26 | 945.5 | 898.42 | 968.96 | 1074.88 | 1258.58 | 1321.51 | 1232.52 | 1283.18 | 972.3828 | NE |  |  |  |  | Meghalayatotal consumption (GWh)
NER | Meghalaya | T&D losses (GWh) | 487.28 | 425.51 | 538.76 | 566.04 | 575.83 | 539.69 | 482.1592 | 389.61 | 359.46 | 610.9 | 612.78 | 539.7668 | NE |  |  |  |  | MeghalayaT&D losses (GWh)
NER | Meghalaya | T&D losses (%) | 40.19% | 35.34% | 37.62% | 37.45% | 39.06% | 35.77% | 30.97% | 23.64% | 21.38% | 33.14% | 32.32% | 35.7% | NE |  |  |  |  | MeghalayaT&D losses (%)
NER | Mizoram | Own ex-bus generation (GWh) | 11.11 | 11.78 | 64.69 | 61.21 | 102.63 | 101.94 | 99.31 | 100.64 | 101.02 | 101.3 | 27.09 | 48.8329 | NE |  |  |  |  | MizoramOwn ex-bus generation (GWh)
NER | Mizoram | ex-bus import from grid (GWh) | 210.1 | 223 | 259.41 | 288.66 | 311.46 | 334.96 | 382.9093 | 360.03 | 416.91 | 463.4 | 502.72 | 498.9912 | NE |  |  |  |  | Mizoramex-bus import from grid (GWh)
NER | Mizoram | ex-bus import from CPP (GWh) | 0 | 0 | 0 | 0 | 0 | 0 | 0 | 0 | 0 | 0 | 0 | 0 | NE |  |  |  |  | Mizoramex-bus import from CPP (GWh)
NER | Mizoram | availability ex-bus (GWh) | 221.21 | 234.78 | 324.1 | 349.87 | 414.09 | 436.9 | 482.2193 | 460.67 | 517.93 | 564.7 | 529.81 | 547.824 | NE |  |  |  |  | Mizoramavailability ex-bus (GWh)
NER | Mizoram | total consumption (GWh) | 134.51 | 145.15 | 179.44 | 165.5 | 191.33 | 237.56 | 252.05 | 286.6 | 302.79 | 327.22 | 338.5 | 353.5411 | NE |  |  |  |  | Mizoramtotal consumption (GWh)
NER | Mizoram | T&D losses (GWh) | 86.7 | 89.63 | 144.66 | 184.37 | 222.76 | 199.34 | 230.1693 | 174.07 | 215.14 | 237.48 | 191.31 | 194.2829 | NE |  |  |  |  | MizoramT&D losses (GWh)
NER | Mizoram | T&D losses (%) | 39.19% | 38.18% | 44.63% | 52.7% | 53.8% | 45.63% | 47.73% | 37.79% | 41.54% | 42.05% | 36.11% | 35.46% | NE |  |  |  |  | MizoramT&D losses (%)
NER | Nagaland | Own ex-bus generation (GWh) | 3.28 | 31.2 | 101.79 | 91.09 | 99.49 | 80.28 | 74.88 | 78.28 | 83.08 | 82.78 | 88.45 | 92.455 | NE |  |  |  |  | NagalandOwn ex-bus generation (GWh)
NER | Nagaland | ex-bus import from grid (GWh) | 349.81 | 314.96 | 309.81 | 371.63 | 422.66 | 477.78 | 468.161 | 469.28 | 531.29 | 637.5 | 695.27 | 709.1618 | NE |  |  |  |  | Nagalandex-bus import from grid (GWh)
NER | Nagaland | ex-bus import from CPP (GWh) | 0 | 0 | 0 | 0 | 0 | 0 | 0 | 0 | 0 | 0 | 0 | 0 | NE |  |  |  |  | Nagalandex-bus import from CPP (GWh)
NER | Nagaland | availability ex-bus (GWh) | 353.09 | 346.16 | 411.6 | 462.72 | 522.15 | 558.06 | 543.041 | 547.56 | 614.37 | 720.28 | 783.72 | 801.6168 | NE |  |  |  |  | Nagalandavailability ex-bus (GWh)
NER | Nagaland | total consumption (GWh) | 144.8 | 156.49 | 182.73 | 192.97 | 225 | 288.86 | 317.49 | 327.64 | 394.5 | 529.34 | 549.47 | 634.83 | NE |  |  |  |  | Nagalandtotal consumption (GWh)
NER | Nagaland | T&D losses (GWh) | 208.29 | 189.67 | 228.87 | 269.75 | 297.15 | 269.2 | 225.551 | 219.92 | 219.87 | 190.94 | 234.25 | 166.7868 | NE |  |  |  |  | NagalandT&D losses (GWh)
NER | Nagaland | T&D losses (%) | 58.99% | 54.79% | 55.6% | 58.3% | 56.91% | 48.24% | 41.53% | 40.16% | 35.79% | 26.51% | 29.89% | 20.81% | NE |  |  |  |  | NagalandT&D losses (%)
NER | Tripura | Own ex-bus generation (GWh) | 489.04 | 549.41 | 668.32 | 652.87 | 665.7 | 704.5 | 813.5 | 814.71 | 765.55 | 772.56 | 750.29 | 645.6924 | NE |  |  |  |  | TripuraOwn ex-bus generation (GWh)
NER | Tripura | ex-bus import from grid (GWh) | 140.44 | 55.3 | 27.3 | 49.16 | 101.45 | 78.57 | 95.6644 | 241.99 | 351.75 | 454.44 | 420.65 | 639.9015 | NE |  |  |  |  | Tripuraex-bus import from grid (GWh)
NER | Tripura | ex-bus import from CPP (GWh) | 0 | 0 | 0 | 0 | 0 | 0 | 0 | 0 | 0 | 0 | 0 | 0 | NE |  |  |  |  | Tripuraex-bus import from CPP (GWh)
NER | Tripura | availability ex-bus (GWh) | 629.48 | 604.71 | 695.62 | 702.03 | 767.15 | 783.07 | 909.1644 | 1056.7 | 1117.3 | 1227 | 1170.94 | 1285.5939 | NE |  |  |  |  | Tripuraavailability ex-bus (GWh)
NER | Tripura | total consumption (GWh) | 370.69 | 394.59 | 397.81 | 450.84 | 494.46 | 568.84 | 553.97 | 721.39 | 722.28 | 786.13 | 813.06 | 895.2717 | NE |  |  |  |  | Tripuratotal consumption (GWh)
NER | Tripura | T&D losses (GWh) | 258.79 | 210.12 | 297.81 | 251.19 | 272.69 | 214.23 | 355.1944 | 335.31 | 395.02 | 440.87 | 357.88 | 390.3222 | NE |  |  |  |  | TripuraT&D losses (GWh)
NER | Tripura | T&D losses (%) | 41.11% | 34.75% | 42.81% | 35.78% | 35.55% | 27.36% | 39.07% | 31.73% | 35.35% | 35.93% | 30.56% | 30.36% | NE |  |  |  |  | TripuraT&D losses (%)
| NE | availability ex-bus (GWh) | 3480.97 | 3474.76 | 4333.58 | 4528.55 | 4757.05 | 5028.3 | 5386.3314 | 5705.79 | 5998.97 | 6691.75 | 6477.42 | 6258.8315 | [5 empty] | NEavailability ex-bus (GWh)
| NE | total consumption (GWh) | 1933.39 | 2042.52 | 2280.4 | 2500.71 | 2642.36 | 3032.94 | 3329.89 | 3829.59 | 4024.27 | 4287.67 | 4188.82 | 4175.3323 | [5 empty] | NEtotal consumption (GWh)
| NE | T&D losses (GWh) | 1547.58 | 1432.24 | 2053.18 | 2027.84 | 2114.69 | 1995.36 | 2056.4414 | 1876.2 | 1974.7 | 2404.08 | 2288.6 | 2083.4991 | [5 empty] | NET&D losses (GWh)
| NE | T&D losses (%) | 44.46% | 41.22% | 47.38% | 44.78% | 44.45% | 39.68% | 38.18% | 32.88% | 32.92% | 35.93% | 35.33% | 33.29% | [5 empty] | NET&D losses (%)
| UT | availability ex-bus (GWh) | 7773.63 | 8472.36 | 8966.91 | 8892.02 | 9293.9 | 10194.14 | 11203.9637 | 11821.42 | 12510.94 | 12713.18 | 13363.64 | 13985.2742 | [5 empty] | UTavailability ex-bus (GWh)
| UT | total consumption (GWh) | 6066.4 | 6973.56 | 7439.77 | 7403.64 | 7940.53 | 8809.27 | 9532.98 | 10266.5 | 10959.24 | 10671.72 | 11205.34 | 11619.296 | [5 empty] | UTtotal consumption (GWh)
| UT | T&D losses (GWh) | 1707.23 | 1498.8 | 1527.14 | 1488.38 | 1353.37 | 1384.87 | 1670.9837 | 1554.92 | 1551.7 | 2041.46 | 2158.3 | 2365.9782 | [5 empty] | UTT&D losses (GWh)
| UT | T&D losses (%) | 21.96% | 17.69% | 17.03% | 16.74% | 14.56% | 13.58% | 14.91% | 13.15% | 12.4% | 16.06% | 16.15% | 16.92% | [5 empty] | UTT&D losses (%)

## CRUDE+PP+NATGAS
Million Rs/Million Tonne
EnergyCarrier | G*Src | G*Dest | TransitCost | TransitLoss | MaxTransit
CRUDE | INDIA | INDIA | 653.0906 | 0.00015 | -1
MS | INDIA | INDIA | 653.0906 | 0.00015 | -1
HSD | INDIA | INDIA | 653.0906 | 0.00015 | -1
ATF | INDIA | INDIA | 653.0906 | 0.00015 | -1
LPG | INDIA | INDIA | 653.0906 | 0.00015 | -1
PP_OTHER | INDIA | INDIA | 653.0906 | 0.00015 | -1
Million Rs/ BCM
EnergyCarrier | G*Src | G*Dest | TransitCost | TransitLoss | MaxTransit | Year
NATGAS | INDIA | INDIA | 9000 | 0.009 | 79.8337 | 2021
NATGAS | INDIA | INDIA | 9000 | 0.009 | 106.3865 | 2022
NATGAS | INDIA | INDIA | 9000 | 0.009 | 108.3264 | 2023
NATGAS | INDIA | INDIA | 9000 | 0.009 | 113.9287 | 2024
NATGAS | INDIA | INDIA | 9000 | 0.009 | 119.9092 | 2025
NATGAS | INDIA | INDIA | 9000 | 0.009 | 122.2436 | 2026
NATGAS | INDIA | INDIA | 9000 | 0.009 | 124.5779 | 2027
NATGAS | INDIA | INDIA | 9000 | 0.009 | 126.9122 | 2028
NATGAS | INDIA | INDIA | 9000 | 0.009 | 129.2465 | 2029
NATGAS | INDIA | INDIA | 9000 | 0.009 | 131.5808 | 2030
NATGAS | INDIA | INDIA | 9000 | 0.009 | 133.9152 | 2031

## CEA 2017-19
[12 empty] | . | [11 empty] | .
| Region | State | YearValue | Availability_GWh | ExBusImport_CPP_Gwh | ExBusImport_Grid_Gwh | OwnExBusGen_Gwh | ToalConsumption_Gwh | TandDLosses_GWh | TandDLoss_Percent |  | Region | State | YearValue | Availability_GWh | ExBusImport_CPP_Gwh | ExBusImport_Grid_Gwh | OwnExBusGen_Gwh | ToalConsumption_Gwh | TandDLosses_GWh | TandDLoss_Percent |  |  | Region | State | YearValue | Availability_GWh | ExBusImport_CPP_Gwh | ExBusImport_Grid_Gwh | OwnExBusGen_Gwh | ToalConsumption_Gwh | TandDLosses_GWh | TandDLoss_Percent
West Bengal | ER | WEST BENGAL | 2017 | 56648.47 | 164.94 | 13586.94 | 42896.59 | 43945.8 | 12702.67 | 0.22424 | West Bengal | ER | WEST BENGAL | 2018 | 58451.1 | 227.5 | 14596.95 | 43626.65 | 45477.6 | 12973.51 | 0.22195 | 0.22 | West Bengal | ER | WEST BENGAL | 2019 | 59128.57 | 195.57 | 15633.92 | 43299.08 | 48289.72 | 10838.85 | 0.18331
Jharkhand | ER | JHARKHAND | 2017 | 23361.66 | 140.27 | 6272.03 | 16949.35 | 19548.79 | 3812.87 | 0.16321 | Jharkhand | ER | JHARKHAND | 2018 | 23828.09 | 136.35 | 6321.59 | 17370.15 | 19950.15 | 3877.94 | 0.16275 | 0.16 | Jharkhand | ER | JHARKHAND | 2019 | 25952.16 | 186.65 | 6779.85 | 18985.66 | 21184.4 | 4767.76 | 0.18371
Bihar | ER | BIHAR | 2017 | 24747.05 | 0 | 24359.39 | 387.66 | 17250.69 | 7496.36 | 0.30292 | Bihar | ER | BIHAR | 2018 | 26844.29 | 0 | 26499.22 | 345.07 | 18713.22 | 8131.07 | 0.3029 | 0.3 | Bihar | ER | BIHAR | 2019 | 30903.8 | 0 | 30415.92 | 487.88 | 20856.4 | 10047.4 | 0.32512
Madhya Pradesh | WR | MADHYA PRADESH | 2017 | 62409.65 | 15.7 | 37215.13 | 25178.82 | 45681.37 | 16728.28 | 0.26804 | Madhya Pradesh | WR | MADHYA PRADESH | 2018 | 71707.17 | 90.09 | 42779.95 | 28837.12 | 52522.85 | 19184.31 | 0.26754 | 0.27 | Madhya Pradesh | WR | MADHYA PRADESH | 2019 | 78743.1 | 39.48 | 40252.91 | 38450.72 | 56972.24 | 21770.87 | 0.27648
Chhattisgarh | WR | CHHATTISGARH | 2017 | 25755.34 | 1577.17 | 7689.71 | 16488.46 | 19159.47 | 6595.87 | 0.2561 | Chhattisgarh | WR | CHHATTISGARH | 2018 | 26782.74 | 1888.18 | 6856.79 | 18037.78 | 20362.54 | 6420.21 | 0.23971 | 0.24 | Chhattisgarh | WR | CHHATTISGARH | 2019 | 29668.01 | 5068.85 | 8704.97 | 15894.19 | 22210.21 | 7457.8 | 0.25138
Uttar Pradesh | NR | UTTAR PRADESH | 2017 | 106056.47 | 80.66 | 46218.23 | 59757.58 | 81068.21 | 24988.25 | 0.23561 | Uttar Pradesh | NR | UTTAR PRADESH | 2018 | 117689.91 | 102.89 | 50577.84 | 67009.17 | 90395.38 | 27294.52 | 0.23192 | 0.23 | Uttar Pradesh | NR | UTTAR PRADESH | 2019 | 115953.75 | 229.2 | 52445.07 | 63279.48 | 91355.02 | 24598.73 | 0.21214
Maharashtra | WR | MAHARASHTRA | 2017 | 148013.04 | 609 | 48431.09 | 98972.96 | 121050.81 | 26962.24 | 0.18216 | Maharashtra | WR | MAHARASHTRA | 2018 | 152065.38 | 708.22 | 50213.68 | 101143.48 | 124920.73 | 27144.65 | 0.17851 | 0.18 | Maharashtra | WR | MAHARASHTRA | 2019 | 164663.06 | 2699.34 | 51815.07 | 110148.65 | 132618.57 | 32044.49 | 0.19461
Odisha | ER | ODISHA | 2017 | 27467.63 | 1854.39 | 8272.14 | 17341.1 | 16987.96 | 10479.67 | 0.38153 | Odisha | ER | ODISHA | 2018 | 28622.41 | 1654.55 | 12046.89 | 14920.97 | 17713.75 | 10908.66 | 0.38112 | 0.38 | Odisha | ER | ODISHA | 2019 | 29778.47 | 2198.17 | 14122.58 | 13457.72 | 19372.82 | 10405.65 | 0.34944
Andhra Pradesh | SR | ANDHRA PRADESH | 2017 | 56986.87 | 816.38 | 6880.15 | 49290.33 | 47761.45 | 9225.42 | 0.16189 | Andhra Pradesh | SR | ANDHRA PRADESH | 2018 | 60767.75 | 1780.67 | 17197.52 | 41789.56 | 51000.8 | 9766.95 | 0.16073 | 0.16 | Andhra Pradesh | SR | ANDHRA PRADESH | 2019 | 67260.4 | 1451.62 | 18975.85 | 46832.93 | 55406.79 | 11853.61 | 0.17623
Telangana | SR | TELANGANA | 2017 | 54669.66 | 451.12 | 29857.54 | 24361 | 44446.48 | 10223.18 | 0.187 | Telangana | SR | TELANGANA | 2018 | 62634.64 | 1205.24 | 27776.26 | 33653.14 | 51197.64 | 11437 | 0.1826 | 0.18 | Telangana | SR | TELANGANA | 2019 | 68545.67 | 1286.86 | 29804.16 | 37454.64 | 58365.62 | 10180.05 | 0.14851
| NE | SIKKIM | 2017 | 572.86 | 0 | 457.02 | 115.83 | 436.57 | 136.29 | 0.23791 |  | NE | SIKKIM | 2018 | 533.19 | 0 | 502.65 | 30.54 | 343.67 | 189.52 | 0.35545 | 0.36 |  | NE | SIKKIM | 2019 | 565.97 | 0 | 537.88 | 28.1 | 380.81 | 185.16 | 0.32716
Assam | NER | ASSAM | 2017 | 8694.64 | 38.89 | 7073.13 | 1582.62 | 6525 | 2169.64 | 0.24954 | Assam | NER | ASSAM | 2018 | 9368.1 | 27.56 | 7922.48 | 1418.06 | 7063.82 | 2304.28 | 0.24597 | 0.25 | Assam | NER | ASSAM | 2019 | 9561.42 | 27.67 | 8158.07 | 1375.68 | 7268.18 | 2293.24 | 0.23984
| NE | ARUNACHAL PRADESH | 2017 | 732.38 | 0 | 704.95 | 27.43 | 370.82 | 361.56 | 0.49368 |  | NE | ARUNACHAL PRADESH | 2018 | 845.59 | 0 | 844.89 | 0.7 | 436.98 | 408.61 | 0.48322 | 0.48 |  | NE | ARUNACHAL PRADESH | 2019 | 908.2 | 0 | 906.44 | 1.76 | 446.54 | 461.66 | 0.50832
| NE | MEGHALAYA | 2017 | 1512.15 | 0 | 739.04 | 773.11 | 972.38 | 539.77 | 0.35696 |  | NE | MEGHALAYA | 2018 | 1638.4 | 0 | 430.31 | 1208.09 | 1063.73 | 574.68 | 0.35076 | 0.35 |  | NE | MEGHALAYA | 2019 | 1942.62 | 0 | 965.23 | 977.39 | 1105.02 | 837.6 | 0.43117
| NE | NAGALAND | 2017 | 801.62 | 0 | 709.16 | 92.46 | 634.83 | 166.79 | 0.20807 |  | NE | NAGALAND | 2018 | 826.24 | 0 | 735.51 | 90.73 | 663.72 | 162.52 | 0.1967 | 0.2 |  | NE | NAGALAND | 2019 | 856.12 | 0 | 768.95 | 87.17 | 679.14 | 176.99 | 0.20674
Gujarat | WR | GUJARAT | 2017 | 104570.28 | 1277.03 | 29897.5 | 73395.75 | 85555.79 | 19014.49 | 0.18183 | Gujarat | WR | GUJARAT | 2018 | 110498.12 | 1277.03 | 34261.75 | 74959.34 | 90719.23 | 19778.88 | 0.179 | 0.18 | Gujarat | WR | GUJARAT | 2019 | 120420.56 | 667.06 | 42967.56 | 76785.94 | 95970.44 | 24450.13 | 0.20304
Jammu & Kashmir | NR | JAMMU & KASHMIR | 2017 | 14908.81 | 0 | 9896.06 | 5012.75 | 7902.45 | 7006.36 | 0.46995 | Jammu & Kashmir | NR | JAMMU & KASHMIR | 2018 | 15395.03 | 0 | 10044.22 | 5350.81 | 8394.87 | 7000.16 | 0.4547 | 0.46 | Jammu & Kashmir | NR | JAMMU & KASHMIR | 2019 | 16663.61 | 0 | 11415.51 | 5248.1 | 9633.2 | 7030.41 | 0.4219
Kerala | SR | KERALA | 2017 | 24675.61 | 8.37 | 20020.59 | 4646.65 | 20218.4 | 4457.21 | 0.18063 | Kerala | SR | KERALA | 2018 | 25349.37 | 64.61 | 19296.18 | 5988.58 | 21354.14 | 3995.23 | 0.15761 | 0.16 | Kerala | SR | KERALA | 2019 | 25612.93 | 82.01 | 17508.45 | 8022.47 | 21413.72 | 4199.21 | 0.16395
| UT | PUDUCHERRY | 2017 | 3028.29 | 0 | 2590.03 | 438.27 | 2556.19 | 472.1 | 0.1559 |  | UT | PUDUCHERRY | 2018 | 3095 | 0 | 2701.66 | 393.34 | 2539.96 | 555.04 | 0.17933 | 0.18 |  | UT | PUDUCHERRY | 2019 | 3059.57 | 0 | 2842.5 | 217.07 | 2653.82 | 405.75 | 0.13262
Rajasthan | NR | RAJASTHAN | 2017 | 72549.99 | 849.67 | 24515.57 | 47184.75 | 51027.26 | 21522.73 | 0.29666 | Rajasthan | NR | RAJASTHAN | 2018 | 75154.61 | 724.82 | 26395.98 | 48033.81 | 53617.78 | 21536.83 | 0.28657 | 0.29 | Rajasthan | NR | RAJASTHAN | 2019 | 79985.79 | 523.28 | 23982.96 | 55479.54 | 60151.43 | 19834.35 | 0.24797
Tamil Nadu | SR | TAMILNADU | 2017 | 96063.75 | 856.24 | 49503.95 | 45703.56 | 83936.07 | 12127.68 | 0.12625 | Tamil Nadu | SR | TAMILNADU | 2018 | 103091.67 | 1611.83 | 51985.65 | 49494.2 | 86654 | 16437.68 | 0.15945 | 0.16 | Tamil Nadu | SR | TAMILNADU | 2019 | 113492.34 | 6562.99 | 52398.2 | 54531.15 | 91788.33 | 21704.01 | 0.19124
Delhi | NR | DELHI | 2017 | 32997.23 | 0 | 25872.5 | 7124.72 | 26604.49 | 6392.74 | 0.19374 | Delhi | NR | DELHI | 2018 | 34481.83 | 0 | 25738.47 | 8743.36 | 28487.75 | 5994.07 | 0.17383 | 0.17 | Delhi | NR | DELHI | 2019 | 33357.49 | 0 | 26350.24 | 7007.26 | 29168.82 | 4188.67 | 0.12557
Haryana | NR | HARYANA | 2017 | 52009.93 | 38.18 | 38102.85 | 13868.89 | 34500.61 | 17509.32 | 0.33665 | Haryana | NR | HARYANA | 2018 | 53253.84 | 38.18 | 34113.56 | 19102.09 | 38215.38 | 15038.46 | 0.28239 | 0.28 | Haryana | NR | HARYANA | 2019 | 53115.75 | 0.02 | 35690.12 | 17425.61 | 41017.42 | 12098.32 | 0.22777
Himachal Pradesh | NR | HIMACHAL PRADESH | 2017 | 10273.89 | 0 | 4656.72 | 5617.17 | 7973.79 | 2300.1 | 0.22388 | Himachal Pradesh | NR | HIMACHAL PRADESH | 2018 | 10745.08 | 0 | 4189.39 | 6555.69 | 8404.56 | 2340.52 | 0.21782 | 0.22 | Himachal Pradesh | NR | HIMACHAL PRADESH | 2019 | 10548.06 | 0 | 4688.46 | 5859.6 | 9040.86 | 1507.2 | 0.14289
Karnataka | SR | KARNATAKA | 2017 | 67166.91 | 1104.6 | 26103.35 | 39958.97 | 58152.32 | 9014.59 | 0.13421 | Karnataka | SR | KARNATAKA | 2018 | 68279.98 | 1602.68 | 27690.82 | 38986.47 | 59235.6 | 9044.38 | 0.13246 | 0.13 | Karnataka | SR | KARNATAKA | 2019 | 74298.92 | 1914.53 | 22576.34 | 49808.04 | 62405.45 | 11893.47 | 0.16008
Punjab | NR | PUNJAB | 2017 | 53471.53 | 9.56 | 27639.58 | 25822.39 | 44050.22 | 9421.31 | 0.17619 | Punjab | NR | PUNJAB | 2018 | 57017.23 | 9.56 | 26340.79 | 30666.89 | 47027.46 | 9989.77 | 0.17521 | 0.18 | Punjab | NR | PUNJAB | 2019 | 58780.01 | 24.88 | 25912.12 | 32843.01 | 50119.8 | 8660.21 | 0.14733
Uttarakhand | NR | UTTARAKHAND | 2017 | 14962.19 | 0 | 7566.48 | 7395.71 | 11161.88 | 3800.31 | 0.25399 | Uttarakhand | NR | UTTARAKHAND | 2018 | 14946.93 | 0 | 6582.08 | 8364.85 | 11210.3 | 3736.63 | 0.24999 | 0.25 | Uttarakhand | NR | UTTARAKHAND | 2019 | 14843.28 | 0 | 7661.26 | 7182.02 | 11543.34 | 3299.94 | 0.22232
Goa | WR | GOA | 2017 | 4236.56 | 177.34 | 4059.22 | 0 | 3475.37 | 761.19 | 0.17967 | Goa | WR | GOA | 2018 | 4369.74 | 179.06 | 4190.68 | 0 | 3617.92 | 751.82 | 0.17205 | 0.17 | Goa | WR | GOA | 2019 | 4520.77 | 206 | 4314.77 | 0 | 3787.13 | 733.64 | 0.16228
| NE | MANIPUR | 2017 | 806.41 | 0 | 806.4 | 0.01 | 511.92 | 294.49 | 0.36519 |  | NE | MANIPUR | 2018 | 886.87 | 0 | 886.72 | 0.15 | 564 | 322.87 | 0.36406 | 0.36 |  | NE | MANIPUR | 2019 | 951.69 | 0 | 949.81 | 1.88 | 612.78 | 338.91 | 0.35611
| NE | MIZORAM | 2017 | 547.82 | 0 | 498.99 | 48.83 | 353.54 | 194.28 | 0.35464 |  | NE | MIZORAM | 2018 | 522.31 | 0 | 468.48 | 53.83 | 395.77 | 126.54 | 0.24227 | 0.24 |  | NE | MIZORAM | 2019 | 545.22 | 0 | 505.98 | 39.24 | 407.76 | 137.46 | 0.25212
| NE | TRIPURA | 2017 | 1285.59 | 0 | 639.9 | 645.69 | 895.27 | 390.32 | 0.30361 |  | NE | TRIPURA | 2018 | 1323.62 | 0 | 699.05 | 624.56 | 928.01 | 395.6 | 0.29888 | 0.3 |  | NE | TRIPURA | 2019 | 1303.76 | 0 | 679.44 | 624.32 | 955.69 | 348.07 | 0.26697
|  | A & N ISLANDS | 2017 | 297.8 | 0 | 0 | 297.8 | 265.83 | 31.97 | 0.10735 |  |  | A & N ISLANDS | 2018 | 303.24 | 0 | 0 | 303.24 | 265.68 | 37.56 | 0.12386 | 0.12 |  |  | A & N ISLANDS | 2019 | 285.65 | 0 | 0 | 285.65 | 254.68 | 30.98 | 0.10845
| UT | DIU & DAMAN | 2017 | 2583.44 | 0 | 2569.01 | 14.43 | 1737.09 | 846.35 | 0.32761 |  | UT | DIU & DAMAN | 2018 | 2724.36 | 0 | 2705.83 | 18.53 | 2377.37 | 346.99 | 0.12737 | 0.13 |  | UT | DIU & DAMAN | 2019 | 2775.97 | 0 | 2757.03 | 18.94 | 2431.44 | 344.53 | 0.12411
|  | LAKSHADWEEP | 2017 | 51.17 | 0 | 0 | 51.17 | 47.59 | 3.58 | 0.069963 |  |  | LAKSHADWEEP | 2018 | 50.29 | 0 | 0 | 50.29 | 48.5 | 1.79 | 0.035594 | 0.04 |  |  | LAKSHADWEEP | 2019 | 50.03 | 0 | 0 | 50.03 | 48.91 | 1.12 | 0.022387
| UT | CHANDIGARH | 2017 | 1938.36 | 0 | 1925.2 | 13.16 | 1589.02 | 349.35 | 0.18023 |  | UT | CHANDIGARH | 2018 | 1818.4 | 0 | 1810.53 | 7.87 | 1573.88 | 244.52 | 0.13447 | 0.13 |  | UT | CHANDIGARH | 2019 | 1851.92 | 0 | 1838.41 | 13.51 | 1535.45 | 316.47 | 0.17089
| UT | DADRA & NAGAR HAVELI | 2017 | 6435.18 | 0 | 6433.87 | 1.31 | 5737 | 698.18 | 0.10849 |  | UT | DADRA & NAGAR HAVELI | 2018 | 6592.78 | 0 | 6587.55 | 5.23 | 5672.04 | 920.74 | 0.13966 | 0.14 |  | UT | DADRA & NAGAR HAVELI | 2019 | 6789.97 | 0 | 6784.21 | 5.76 | 6065.98 | 723.99 | 0.10663
NE |  |  | 2017 | 6258.83 | 0 | 4555.46 | 1703.36 | 4175.33 | 2083.5 | 0.33289 | NE |  |  | 2018 | 6576.22 | 0 | 4567.61 | 2008.6 | 4395.88 | 2180.34 | 0.33155 |  | NE |  |  | 2019 | 7073.58 | 0 | 5313.73 | 1759.86 | 4587.74 | 2485.85 | 0.35143
UT |  |  | 2017 | 13985.27 | 0 | 13518.11 | 467.17 | 11619.3 | 2365.98 | 0.16918 | UT |  |  | 2018 | 14230.54 | 0 | 13805.57 | 424.97 | 12163.25 | 2067.29 | 0.14527 |  | UT |  |  | 2019 | 14477.43 | 0 | 14222.15 | 255.28 | 12686.69 | 1790.74 | 0.12369

## T&DLoss projections
TDLosses (State s, Year y) | [17 empty] | Max reduction rate | Reference
[18 empty] | -5% | 12% | 15%
Region | States/UT | Details | 2006 | 2007 | 2008 | 2009 | 2010 | 2011 | 2012 | 2013 | 2014 | 2015 | 2016 | 2017 | 2018 | 2019 | CAGR | CAGR considered | 2020 | 2021 | 2022 | 2023 | 2024 | 2025 | 2026 | 2027 | 2028 | 2029 | 2030 | 2031
NR | Delhi | T&D losses (%) | 48.61% | 33% | 28.65% | 22.22% | 22.09% | 20.04% | 19.32% | 22.11% | 19.86% | 21.49% | 19.58% | 19.37% | 17.38% | 12.56% | -9.888% | -5% | 12% | 12% | 12% | 12% | 12% | 12% | 12% | 12% | 12% | 12% | 12% | 12%
NR | Haryana | T&D losses (%) | 30.51% | 33.35% | 32.83% | 30.74% | 31% | 29.66% | 28.58% | 35.95% | 35.83% | 34.05% | 31.61% | 33.67% | 28.24% | 22.78% | -2.223% | -2.223% | 22.27% | 21.78% | 21.29% | 20.82% | 20.36% | 19.9% | 19.46% | 19.03% | 18.6% | 18.19% | 17.79% | 17.39%
NR | Himachal Pradesh | T&D losses (%) | 23.55% | 19.77% | 16.98% | 15.51% | 20.52% | 22.22% | 18.62% | 19.14% | 21.03% | 20.81% | 18.75% | 22.39% | 21.78% | 14.29% | -3.771% | -3.771% | 13.75% | 13.23% | 12.73% | 12.25% | 12% | 12% | 12% | 12% | 12% | 12% | 12% | 12%
NR | Jammu & Kashmir | T&D losses (%) | 44.93% | 51.98% | 55.71% | 58.02% | 67.35% | 63.27% | 61.78% | 56.63% | 54.68% | 53.06% | 50.06% | 46.99% | 45.47% | 42.19% | -0.4824% | -0.4824% | 41.99% | 41.78% | 41.58% | 41.38% | 41.18% | 40.98% | 40.79% | 40.59% | 40.39% | 40.2% | 40% | 39.81%
NR | Punjab | T&D losses (%) | 27.56% | 26.61% | 22.82% | 23.08% | 23.39% | 25.1% | 23.08% | 20.3% | 20.67% | 18.45% | 18.55% | 17.62% | 17.52% | 14.73% | -4.704% | -4.704% | 14.04% | 13.38% | 12.75% | 12.15% | 12% | 12% | 12% | 12% | 12% | 12% | 12% | 12%
NR | Rajasthan | T&D losses (%) | 39.92% | 35.6% | 34.71% | 31.47% | 29.99% | 27.87% | 27.94% | 24.93% | 26.92% | 27.51% | 29.13% | 29.67% | 28.66% | 24.8% | -3.596% | -3.596% | 23.91% | 23.05% | 22.22% | 21.42% | 20.65% | 19.91% | 19.19% | 18.5% | 17.83% | 17.19% | 16.57% | 15.98%
NR | Uttar Pradesh | T&D losses (%) | 32.63% | 33.49% | 28.6% | 30.94% | 33.15% | 34.01% | 32.35% | 26.88% | 29.07% | 27.19% | 24.51% | 23.56% | 23.19% | 21.21% | -3.257% | -3.257% | 20.52% | 19.85% | 19.21% | 18.58% | 17.98% | 17.39% | 16.83% | 16.28% | 15.75% | 15.23% | 14.74% | 14.26%
NR | Uttarakhand | T&D losses (%) | 35.96% | 34.48% | 35.66% | 41.79% | 25.27% | 29.97% | 28.67% | 26.93% | 21.82% | 24.53% | 25.6% | 25.4% | 25% | 22.23% | -3.631% | -3.631% | 21.42% | 20.65% | 19.9% | 19.17% | 18.48% | 17.81% | 17.16% | 16.54% | 15.94% | 15.36% | 14.8% | 14.26%
WR | Chhattisgarh | T&D losses (%) | 31.06% | 31.71% | 29.79% | 26.38% | 18.62% | 15.06% | 16.45% | 28.83% | 28.38% | 29.21% | 30.78% | 25.61% | 23.97% | 25.14% | -1.614% | -1.614% | 24.73% | 24.33% | 23.94% | 23.55% | 23.17% | 22.8% | 22.43% | 22.07% | 21.71% | 21.36% | 21.02% | 20.68%
WR | Gujarat | T&D losses (%) | 27.91% | 24.87% | 26.13% | 24.07% | 22.77% | 19.24% | 21.81% | 18.48% | 18.11% | 19.28% | 19.1% | 18.18% | 17.9% | 20.3% | -2.417% | -2.417% | 19.81% | 19.33% | 18.87% | 18.41% | 17.97% | 17.53% | 17.11% | 16.69% | 16.29% | 15.9% | 15.51% | 15.14%
WR | Madhya Pradesh | T&D losses (%) | 40.07% | 39.24% | 35.64% | 38.46% | 38.32% | 37.62% | 34.47% | 31.45% | 31.47% | 32.26% | 28.61% | 26.8% | 26.75% | 27.65% | -2.814% | -2.814% | 26.87% | 26.11% | 25.38% | 24.67% | 23.97% | 23.3% | 22.64% | 22% | 21.38% | 20.78% | 20.2% | 19.63%
WR | Maharashtra | T&D losses (%) | 31.6% | 31.64% | 29.79% | 23.88% | 25.16% | 20.68% | 19.99% | 21.82% | 21.8% | 20.39% | 19.89% | 18.22% | 17.85% | 19.46% | -3.661% | -3.661% | 18.75% | 18.06% | 17.4% | 16.76% | 16.15% | 15.56% | 14.99% | 14.44% | 13.91% | 13.4% | 12.91% | 12.44%
WR | Goa | T&D losses (%) | 19.66% | 20.9% | 21.18% | 17.12% | 16.99% | 15.27% | 12.43% | 13.35% | 12.67% | 14.97% | 18.04% | 17.97% | 17.21% | 16.23% | -1.466% | -1.466% | 15.99% | 15.76% | 15.53% | 15.3% | 15.07% | 14.85% | 14.63% | 14.42% | 14.21% | 14% | 13.8% | 13.59%
SR | Andhra Pradesh | T&D losses (%) | 20.06% | 18.65% | 22.41% | 19.56% | 18.37% | 16.59% | 17.46% | 19.3% | 20.06% | 17.94% | 16.16% | 16.19% | 16.07% | 17.62% | -0.9904% | -0.9904% | 17.45% | 17.28% | 17.11% | 16.94% | 16.77% | 16.6% | 16.44% | 16.27% | 16.11% | 15.95% | 15.8% | 15.64%
SR | Telangana | T&D losses (%) | 0% | 0% | 0% | 0% | 0% | 0% | 0% | 0% | 0% | 15.72% | 16.48% | 18.7% | 18.26% | 14.85% | -1.411% | -1.411% | 14.64% | 14.44% | 14.23% | 14.03% | 13.83% | 13.64% | 13.45% | 13.26% | 13.07% | 12.88% | 12.7% | 12.52%
SR | Karnataka | T&D losses (%) | 29.77% | 25.91% | 18.87% | 17.03% | 18.76% | 17.34% | 12.66% | 11.14% | 10.18% | 11.5% | 10.51% | 13.42% | 13.25% | 16.01% | -4.661% | -4.661% | 15.26% | 14.55% | 13.87% | 13.23% | 12.61% | 12.02% | 12% | 12% | 12% | 12% | 12% | 12%
SR | Kerala | T&D losses (%) | 23.5% | 19.11% | 17.81% | 13.16% | 19.59% | 18.29% | 17.23% | 17.73% | 14.99% | 15.4% | 11.58% | 18.06% | 15.76% | 16.39% | -2.733% | -2.733% | 15.95% | 15.51% | 15.09% | 14.67% | 14.27% | 13.88% | 13.5% | 13.14% | 12.78% | 12.43% | 12.09% | 12%
SR | Tamil Nadu | T&D losses (%) | 18.66% | 19.54% | 18.71% | 18.14% | 18.41% | 13.47% | 16.34% | 14.51% | 10.84% | 11.07% | 10.85% | 12.62% | 15.94% | 19.12% | 0.188% | 0% | 19.12% | 19.12% | 19.12% | 19.12% | 19.12% | 19.12% | 19.12% | 19.12% | 19.12% | 19.12% | 19.12% | 19.12%
ER | Bihar | T&D losses (%) | 43.97% | 50.67% | 48.79% | 46.37% | 43.58% | 50.77% | 50.89% | 49.42% | 47.26% | 46.27% | 42.82% | 30.29% | 30.29% | 32.51% | -2.296% | -2.296% | 31.77% | 31.04% | 30.32% | 29.63% | 28.95% | 28.28% | 27.63% | 27% | 26.38% | 25.77% | 25.18% | 24.6%
ER | Jharkhand | T&D losses (%) | 26.82% | 26.21% | 23.16% | 24.27% | 22.24% | 17.07% | 14.34% | 13.32% | 13.06% | 17.2% | 16.99% | 16.32% | 16.27% | 18.37% | -2.868% | -2.868% | 17.84% | 17.33% | 16.84% | 16.35% | 15.88% | 15.43% | 14.99% | 14.56% | 14.14% | 13.73% | 13.34% | 12.96%
ER | Odisha | T&D losses (%) | 45.56% | 43.34% | 39.44% | 42.65% | 37% | 42.47% | 44.63% | 39.84% | 38.86% | 41.96% | 39.1% | 38.15% | 38.11% | 34.94% | -2.02% | -2.02% | 34.24% | 33.55% | 32.87% | 32.2% | 31.55% | 30.92% | 30.29% | 29.68% | 29.08% | 28.49% | 27.92% | 27.35%
ER | West Bengal | T&D losses (%) | 24.84% | 23.64% | 21.29% | 16.79% | 18.33% | 22.4% | 23.19% | 24.07% | 24.05% | 24.66% | 22.16% | 22.42% | 22.2% | 18.33% | -2.31% | -2.31% | 17.91% | 17.49% | 17.09% | 16.69% | 16.31% | 15.93% | 15.56% | 15.2% | 14.85% | 14.51% | 14.17% | 13.85%
NER | Assam | T&D losses (%) | 40.34% | 33.69% | 38.6% | 37.59% | 32.82% | 34.17% | 33.48% | 30.68% | 31.08% | 27.57% | 25.2% | 24.95% | 24.6% | 23.98% | -3.92% | -3.92% | 23.04% | 22.14% | 21.27% | 20.44% | 19.64% | 18.87% | 18.13% | 17.42% | 16.73% | 16.08% | 15.45% | 14.84%
NER | NE | T&D losses (%) | 44.46% | 41.22% | 47.38% | 44.78% | 44.45% | 39.68% | 38.18% | 32.88% | 32.92% | 35.93% | 35.33% | 33.29% | 33.15% | 35.14% | -1.792% | -1.792% | 34.51% | 33.89% | 33.29% | 32.69% | 32.1% | 31.53% | 30.96% | 30.41% | 29.86% | 29.33% | 28.8% | 28.29%
WR | UT | T&D losses (%) | 21.96% | 17.69% | 17.03% | 16.74% | 14.56% | 13.58% | 14.91% | 13.15% | 12.4% | 16.06% | 16.15% | 16.92% | 14.53% | 12.37% | -4.32% | -4.32% | 12% | 12% | 12% | 12% | 12% | 12% | 12% | 12% | 12% | 12% | 12% | 12%
| IN | T&D losses (%) | 30.43% | 28.73% | 27.2% | 25.47% | 25.39% | 23.97% | 23.65% | 23.04% | 22.84% | 22.77% | 21.88% | 21.43% | 21.05% | 20.66% | -2.933% |  | 20.12% | 19.62% | 19.13% | 18.66% | 18.22% | 17.81% | 17.44% | 17.08% | 16.73% | 16.39% | 16.06% | 15.74%
Regional T&D Losses
Region | States/UT | Details | 2006 | 2007 | 2008 | 2009 | 2010 | 2011 | 2012 | 2013 | 2014 | 2015 | 2016 | 2017 | 2018 | 2019 |  | Reference | 2020 | 2021 | 2022 | 2023 | 2024 | 2025 | 2026 | 2027 | 2028 | 2029 | 2030 | 2031
NR | Delhi | availability ex-bus (GWh) | 26119.89 | 21906.73 | 22883.89 | 22455.87 | 24766.43 | 26360.75 | 28525.1875 | 29712.73 | 29923.04 | 31556.03 | 31906.35 | 32997.23 | 34481.83 | 33357.49 |  | NR | 20.52% | 19.91% | 19.33% | 18.76% | 18.29% | 17.86% | 17.45% | 17.04% | 16.65% | 16.28% | 15.91% | 15.56%
NR | Haryana | availability ex-bus (GWh) | 22198.74 | 24969.46 | 27185.11 | 27853.52 | 33058.33 | 34143.8 | 38666.818 | 40998.04 | 45323.3 | 48818.18 | 59132.26 | 52009.93 | 53253.84 | 53115.75 |  | WR | 20.77% | 20.18% | 19.61% | 19.06% | 18.52% | 18% | 17.49% | 17% | 16.53% | 16.07% | 15.62% | 15.19%
NR | Himachal Pradesh | availability ex-bus (GWh) | 4668 | 5360.45 | 6046.07 | 6462.89 | 7315.35 | 8095.32 | 8409.4537 | 9099.68 | 9686.69 | 9902.49 | 9794.43 | 10273.89 | 10745.08 | 10548.06 |  | SR | 16.87% | 16.61% | 16.36% | 16.12% | 15.89% | 15.67% | 15.56% | 15.47% | 15.37% | 15.28% | 15.19% | 15.12%
NR | Jammu & Kashmir | availability ex-bus (GWh) | 7605.55 | 8393.61 | 9101.23 | 9602.88 | 10838.48 | 11002.46 | 11165.5225 | 11903.71 | 12696.09 | 13574.29 | 14304.78 | 14908.81 | 15395.03 | 16663.61 |  | ER | 24.17% | 23.62% | 23.07% | 22.54% | 22.03% | 21.52% | 21.03% | 20.55% | 20.08% | 19.62% | 19.17% | 18.73%
NR | Punjab | availability ex-bus (GWh) | 33493.09 | 35956.22 | 38721.15 | 37995.38 | 40847.3 | 42931.92 | 44056.6997 | 44952.71 | 47343.63 | 48295.47 | 50142.01 | 53471.53 | 57017.23 | 58780.01 |  | NER | 27.92% | 27.14% | 26.38% | 25.65% | 24.94% | 24.25% | 23.59% | 22.94% | 22.32% | 21.71% | 21.13% | 20.56%
NR | Rajasthan | availability ex-bus (GWh) | 29982.35 | 31109.57 | 36233.39 | 38875.34 | 43740.38 | 47035.05 | 52596.9695 | 56162.9 | 59044.3 | 68865.05 | 71059.82 | 72549.99 | 75154.61 | 79985.79
NR | Uttar Pradesh | availability ex-bus (GWh) | 45083.14 | 51937.13 | 52568.34 | 57391.3 | 62264.37 | 66289.37 | 74790.254 | 75970.87 | 83429.31 | 88872.81 | 94003.23 | 106056.47 | 117689.91 | 115953.75
NR | Uttarakhand | availability ex-bus (GWh) | 5460.68 | 5930.59 | 7360.69 | 8136.5 | 8362.46 | 10352.25 | 11569.2333 | 11734.02 | 12275.28 | 13223.75 | 13841.74 | 14962.19 | 14946.93 | 14843.28
WR | Chhattisgarh | availability ex-bus (GWh) | 12746.84 | 13828.62 | 15116.27 | 16329.94 | 13898.78 | 14368.51 | 15773.0949 | 19832.47 | 20651.66 | 24157.11 | 27284.53 | 25755.34 | 26782.74 | 29668.01
WR | Gujarat | availability ex-bus (GWh) | 51451.72 | 54269.62 | 59887.2 | 60539.92 | 64451.19 | 66878.7 | 73740.0968 | 77804.09 | 81669.49 | 91543.05 | 95214.39 | 104570.28 | 110498.12 | 120420.56
WR | Madhya Pradesh | availability ex-bus (GWh) | 32322.35 | 33078.65 | 36656.93 | 35223.86 | 36192.74 | 40606.2 | 43556.1637 | 48046.12 | 53654.7 | 61646.93 | 64973.06 | 62409.65 | 71707.17 | 78743.1
WR | Maharashtra | availability ex-bus (GWh) | 85870.39 | 91092.15 | 96758.72 | 95642.1 | 104035.89 | 110347.61 | 120780.8137 | 128274.08 | 128962.52 | 136290.39 | 144004.16 | 148013.04 | 152065.38 | 164663.06
WR | Goa | availability ex-bus (GWh) | 2665.5 | 2938.38 | 3232.92 | 3157.51 | 3201.51 | 3281.42 | 3394.9314 | 3460.11 | 3532.79 | 3706.1 | 4137.76 | 4236.56 | 4369.74 | 4520.77
SR | Andhra Pradesh | availability ex-bus (GWh) | 49821.806 | 56389.79 | 62971.99 | 67427.68 | 73111.32 | 76747.01 | 85313.0756 | 84803.82 | 91223.08 | 51078.76 | 52899.98 | 56986.87 | 60767.75 | 67260.4
SR | Telangana | availability ex-bus (GWh) | 0 | 0 | 0 | 0 | 0 | 0 | 0 | 0 | 0 | 47032.62 | 49435.24 | 54669.66 | 62634.64 | 68545.67
SR | Karnataka | availability ex-bus (GWh) | 36596.94 | 41425.93 | 42196.31 | 43436.86 | 44556.52 | 48134.58 | 54333.0613 | 57889.16 | 59805.71 | 62334.54 | 63946.75 | 67166.91 | 68279.98 | 74298.92
SR | Kerala | availability ex-bus (GWh) | 13321.03 | 13982.44 | 14344.74 | 14035.43 | 17368.99 | 17842.05 | 19321.4662 | 20459.37 | 21202.83 | 22205.13 | 22425.91 | 24675.61 | 25349.37 | 25612.93
SR | Tamil Nadu | availability ex-bus (GWh) | 54729.67 | 62064.03 | 65140.1 | 65419.87 | 70750.85 | 72516.5 | 73984.8745 | 72616.46 | 80494.96 | 87276.16 | 89825.32 | 96063.75 | 103091.67 | 113492.34
ER | Bihar | availability ex-bus (GWh) | 7178.88 | 7756.12 | 8579.86 | 9294 | 10754.21 | 11340.66 | 12592.0301 | 13286.9 | 15129.89 | 18253.16 | 23170.9 | 24747.05 | 26844.29 | 30903.8
ER | Jharkhand | availability ex-bus (GWh) | 12773.89 | 14704.79 | 14819.95 | 16615.42 | 16824.49 | 17686.82 | 18206.0152 | 19755.82 | 20904.72 | 19967.62 | 21131.46 | 23361.66 | 23828.09 | 25952.16
ER | Odisha | availability ex-bus (GWh) | 14885.36 | 16739.27 | 18658.08 | 20459.47 | 19410.38 | 22768.99 | 23576.9264 | 22527.55 | 23570.07 | 26603.14 | 26358.61 | 27467.63 | 28622.41 | 29778.47
ER | West Bengal | availability ex-bus (GWh) | 27882.55 | 29620.99 | 33348.72 | 33383.67 | 38515.2 | 42022.76 | 44137.7102 | 47832.15 | 48175.37 | 51839.82 | 54593.72 | 56648.47 | 58451.1 | 59128.57
NER | Assam | availability ex-bus (GWh) | 3692.37 | 3883.71 | 4143.77 | 4482.81 | 4848.12 | 5255.68 | 5967.0567 | 6066.16 | 6911.03 | 7571.1 | 8287.05 | 8694.64 | 9368.1 | 9561.42
NER | NE | availability ex-bus (GWh) | 3480.97 | 3474.76 | 4333.58 | 4528.55 | 4757.05 | 5028.3 | 5386.3314 | 5705.79 | 5998.97 | 6691.75 | 6477.42 | 6258.83 | 6576.22 | 7073.58
WR | UT | availability ex-bus (GWh) | 7773.63 | 8472.36 | 8966.91 | 8892.02 | 9293.9 | 10194.14 | 11203.9637 | 11821.42 | 12510.94 | 12713.18 | 13363.64 | 13985.27 | 14230.54 | 14477.43
| IN | availability ex-bus (GWh) | 591805.336 | 639285.37 | 689255.92 | 707642.79 | 763164.24 | 811230.85 | 881047.75 | 920716.13 | 974120.37 | 1054018.63 | 1111714.52 | 1162941.26 | 1232151.77 | 1307348.93
Note on T2: Minimum T&D loss at the state level in Reference case is 12%
Note on U2: Minimum T&D loss at the national level in the Reference case is 15%, in the HiEff scenario is 12%
Note on R18: Only 4 year CAGR considered since the state was formed only in 2015

## Transmission
Transmission costs
Source: Transmission charges for Designated ISTS Consumers (DICs) as published by Posoco/NLDC: https://posoco.in/transmission-pricing/notification-of-transmission-charges-for-the-dics/
In most months, the national level transmission charges for DICs seems to range between Rs. 33 bn to Rs. 35 bn. This is against roughly 110 BU generation per month (corresponding to ~1300 BU per year) - i.e. roughly Rs. 0.3 - 0.32 per kWh
The STOA charges as indicated in the same documents are in the range of Rs. 0.45 - 0.50 / kWh.
This suggests that a reasonable transmission cost (in Rs / kWh) for India in FY21 would be: |  | 0.4 | [7 empty] | State | Region
[10 empty] | AP | SR
Transmission losses | [9 empty] | AS | NER
Source: Applicable transmission losses as published by NLDC: https://posoco.in/side-menu-pages/applicable-transmission-losses/ | [9 empty] | BR | ER
Generally for the past 10-15 months (i.e. FY20-21 onwards), transmission losses at a national level have been in the region of 3.15% - 3.4%. | [9 empty] | CG | WR
Hence, propose to use this as the national transmission loss figure across all years. |  | 3.3% | [7 empty] | DL | NR
[10 empty] | GA | WR
Transmission network | [9 empty] | GJ | WR
Surprisingly hard to find the current transmission network details (by MVA / capacity) in India! | [9 empty] | HP | NR
For 2030, using the following from the TERI report published in 2020-21. Using the Baseline values from that report | [9 empty] | HR | NR
[10 empty] | JH | ER
Source: TERI 2030 report - RENEWABLE POWER PATHWAYS: MODELLING THE INTEGRATION OF WIND AND SOLAR BY 2030 | [9 empty] | JK | NR
Table 11: Summary of Inter-state Transmission lines Capacity in Baseline and HRES in the Model | [9 empty] | KA | SR
| Inter State Transmission Line name | From State | To State | From region | To region | s_nom_Baseline(MVA) | s_nom_HRES(MVA) | Across regions? |  | KL | SR
| Andhra_Pradesh_Karnataka | AP | KA | SR | SR | 2057 | 2275 | FALSE |  | MH | WR
| Bihar_Jharkhand | BR | JH | ER | ER | 4228 | 4228 | FALSE |  | MP | WR
| Bihar_Odisha | BR | OD | ER | ER | 12336 | 12336 | FALSE |  | OD | ER
| Bihar_NER | BR | NE | ER | NER | 11838 | 11838 | TRUE |  | PB | NR
| Delhi_Uttar_Pradesh | DL | UP | NR | NR | 20492 | 20492 | FALSE |  | RJ | NR
| Odisha_NER | OD | NE | ER | NER | 4326 | 4326 | TRUE |  | TN | SR
| Goa_Chhattisgarh | GA | CG | WR | WR | 4554 | 4523 | FALSE |  | TS | SR
| Gujarat_Maharashtra | GJ | MH | WR | WR | 6109 | 6109 | FALSE |  | UK | NR
| Gujarat_Madhya_Pradesh | GJ | MP | WR | WR | 8486 | 8486 | FALSE |  | UP | NR
| Haryana_Delhi | HR | DL | NR | NR | 16777 | 16777 | FALSE |  | WB | ER
| Haryana_Himachal_Pradesh | HR | HP | NR | NR | 9494 | 9494 | FALSE |  | NE | NER
| Haryana_Rajasthan | HR | RJ | NR | NR | 18266 | 18266 | FALSE |  | UT | WR
| Haryana_Uttar_Pradesh | HR | UP | NR | NR | 18407 | 18407 | FALSE
| Haryana_Uttarakhand | HR | UK | NR | NR | 3408 | 3408 | FALSE
| Himachal_Pradesh_Haryana | HP | HR | NR | NR | 2690 | 2724 | FALSE
| Himachal_Pradesh_Jammu_Kashmir | HP | JK | NR | NR | 1241 | 1843 | FALSE
| Jharkhand_Chhattisgarh | JH | CG | ER | WR | 5812 | 5812 | TRUE
| Jharkhand_Odisha | JH | OD | ER | ER | 16928 | 16928 | FALSE
| Jharkhand_NER | JH | NE | ER | NER | 2877 | 2877 | TRUE
| Jharkhand_West_Bengal | JH | WB | ER | ER | 2334 | 2705 | FALSE
| Karnataka_Kerala | KA | KL | SR | SR | 3190 | 3296 | FALSE
| Karnataka_Tamil_Nadu | KA | TN | SR | SR | 4761 | 4761 | FALSE
| Maharashtra_Andhra_Pradesh | MH | AP | WR | SR | 5179 | 6767 | TRUE
| Maharashtra_Chhattisgarh | MH | CG | WR | WR | 19763 | 19763 | FALSE
| Maharashtra_Gujarat | MH | GJ | WR | WR | 3456 | 3988 | FALSE
| Maharashtra_Goa | MH | GA | WR | WR | 4047 | 4171 | FALSE
| Maharashtra_Karnataka | MH | KA | WR | SR | 9076 | 11025 | TRUE
| Madhya_Pradesh_Chhattisgarh | MP | CG | WR | WR | 20928 | 20928 | FALSE
| Madhya_Pradesh_Maharashtra | MP | MH | WR | WR | 23386 | 23386 | FALSE
| Odisha_West_Bengal | OD | WB | ER | ER | 4362 | 4396 | FALSE
| Punjab_Haryana | PB | HR | NR | NR | 18065 | 18065 | FALSE
| Punjab_Himachal_Pradesh | PB | HP | NR | NR | 15384 | 15384 | FALSE
| Punjab_Jammu_Kashmir | PB | JK | NR | NR | 6196 | 6196 | FALSE
| Punjab_Uttar_Pradesh | PB | UP | NR | NR | 4298 | 4971 | FALSE
| Rajasthan_Delhi | RJ | DL | NR | NR | 5840 | 6567 | FALSE
| Rajasthan_Gujarat | RJ | GJ | NR | WR | 6186 | 7690 | TRUE
| Rajasthan_Madhya_Pradesh | RJ | MP | NR | WR | 7063 | 7470 | TRUE
| Rajasthan_Uttar_Pradesh | RJ | UP | NR | NR | 8478 | 8478 | FALSE
| Telangana_Andhra_Pradesh | TS | AP | SR | SR | 14651 | 14651 | FALSE
| Telangana_Karnataka | TS | KA | SR | SR | 9850 | 9850 | FALSE
| Telangana_Tamil_Nadu | TS | TN | SR | SR | 9477 | 9477 | FALSE
| Tamil_Nadu_Kerala | TN | KL | SR | SR | 7270 | 7270 | FALSE
| Uttar_Pradesh_Bihar | UP | BR | NR | ER | 37873 | 37873 | TRUE
| Uttar_Pradesh_Jharkhand | UP | JH | NR | ER | 6500 | 6500 | TRUE
| Uttar_Pradesh_Madhya_Pradesh | UP | MP | NR | WR | 20839 | 20839 | TRUE
| Uttar_Pradesh_Uttarakhand | UP | UK | NR | NR | 18175 | 18175 | FALSE
| Uttarakhand_Himachal_Pradesh | UK | HP | NR | NR | 2642 | 3458 | FALSE
| West_Bengal_Chhattisgarh | WB | CG | ER | WR | 17444 | 17444 | TRUE
| West_Bengal_NER | WB | NE | ER | NER | 2394 | 2550 | TRUE
| West_Bengal_Telangana | WB | TS | ER | SR | 8498 | 8506 | TRUE
[6 empty] | 497931 | 507749
| Transmission capacities (MW) |  | NR | WR | SR | ER | NER
| Assuming infinite capacity within a region for now | NR | -1 | 32383.6 | 0 | 42154.35 | 0
|  | WR | 32383.6 | -1 | 13542.25 | 22093.2 | 0
|  | SR | 0 | 13542.25 | -1 | 8073.1 | 0
|  | ER | 42154.35 | 22093.2 | 8073.1 | -1 | 20363.25
|  | NER | 0 | 0 | 0 | 20363.25 | -1
| Power Factor (for converting MVA to MW) | 0.95
| Inter-regional transfer of energy as per POSOCO monthly report of Feb 21 | From | To | MU |  | Energy met (Apr-Feb 21) | MU | Imports | Import %
| Energy transferred across regions in April - Feb 2021 | WR | NR | 74140.09 |  | NR | 360910 | 99292.79 | 27.51%
| https://posoco.in/download/monthly_report_february_2021/?wpdmdl=35938 | NR | WR | 12761.14 |  | WR | 362489 | 19470.04 | 5.371%
|  | ER | NR | 25152.7 |  | SR | 293196 | 56241.24 | 19.18%
|  | NR | ER | 691.31 |  | ER | 133199 | 13626.15 | 10.23%
|  | NR | NER | 1025.87 |  | NER | 15117 | 3212.64 | 21.25%
|  | WR | ER | 11450.31
|  | ER | WR | 2134.85
|  | ER | NER | 2186.77
|  | NER | ER | 1460.25
|  | ER | SR | 31743.31
|  | SR | ER | 24.28
|  | WR | SR | 24497.93
|  | SR | WR | 4574.05

## Distr-cost-few-states
| States | Distribution Cost |  |  | Sales |  |  | Per unit cost |  |  | Per unit cost (FY19 Rs) |  |  | CAGR
|  | FY10 | FY14 | FY18 | FY10 | FY14 | FY18 | FY10 | FY14 | FY18 | FY10 | FY14 | FY18 | FY10-14 | FY14-18 | FY10-18
| Andhra Pradesh | 1436.86 | 2192.11 | 4536.22 | 23565.83 | 30143.5 | 49685.8 | 0.60972 | 0.72722 | 0.91298 | 1.0324 | 0.87893 | 0.94586 | -3.943% | 1.852% | -1.088%
| Uttar Pradesh | 3443 | 7170 | 15228 | 40723.323 | 57596 | 88139 | 0.84546 | 1.2449 | 1.7277 | 1.4315 | 1.5046 | 1.7899 | 1.252% | 4.438% | 2.832%
| Madhya Pradesh | 2136.45 | 3650.65 | 8133 | 24524 | 33712.02 | 46734 | 0.87117 | 1.0829 | 1.7403 | 1.4751 | 1.3088 | 1.8029 | -2.946% | 8.337% | 2.541%
| Rajasthan | 2236.87 | 9728.96 | 13665.7726 | 30228 | 42516.09 | 58030.0188 | 0.74 | 2.2883 | 2.3549 | 1.253 | 2.7656 | 2.4397 | 21.89% | -3.086% | 8.686%
| Maharashtra | 6330.4805 | 15182 | 19002.96 | 63357 | 86609 | 101673.0289 | 0.99918 | 1.7529 | 1.869 | 1.6918 | 2.1186 | 1.9363 | 5.785% | -2.224% | 1.702%
| Bihar | 558.32 | 949.97 | 1847.51 | 5583 | 10456.5 | 16885.02 | 1 | 0.9085 | 1.0942 | 1.6933 | 1.098 | 1.1336 | -10.26% | 0.7999% | -4.892%
| Karnataka | 2665.89 | 3601.19 | 7816.7363 | 33810.39 | 46855.8 | 53857.4733 | 0.78848 | 0.76857 | 1.4514 | 1.3351 | 0.92889 | 1.5036 | -8.669% | 12.8% | 1.497%
| Haryana | 2731.38 | 2914.35 | 6335.69 | 22868 | 28528.92 | 40596.19 | 1.1944 | 1.0215 | 1.5607 | 2.0224 | 1.2346 | 1.6169 | -11.61% | 6.975% | -2.759%
| Chhatisgarh | 1100.36 | 1370.47 | 2050.28 | 11311.39 | 14790 | 20362.53 | 0.97279 | 0.92662 | 1.0069 | 1.6471 | 1.1199 | 1.0431 | -9.194% | -1.76% | -5.55%
| Total (for these states) | 22639.6105 | 46759.7 | 78616.1689 | 255970.933 | 351207.83 | 475963.0609 | 0.88446 | 1.3314 | 1.6517 | 1.4976 | 1.6091 | 1.7112 | 1.812% | 1.549% | 1.681%
Refer to comments in cells for links to individual state ERCs' tariff orders
| Distr cost Rs / kWh | 2020 | 2021 | 2022 | 2023 | 2024 | 2025 | 2026 | 2027 | 2028 | 2029 | 2030 | 2031
AP | Andhra Pradesh | 0.97792 | 0.99436 | 1.0111 | 1.0281 | 1.0453 | 1.0629 | 1.0808 | 1.0989 | 1.1174 | 1.1362 | 1.1553 | 1.1747
UP | Uttar Pradesh | 1.8506 | 1.8817 | 1.9133 | 1.9455 | 1.9782 | 2.0115 | 2.0453 | 2.0796 | 2.1146 | 2.1501 | 2.1863 | 2.223
MP | Madhya Pradesh | 1.8641 | 1.8954 | 1.9272 | 1.9596 | 1.9926 | 2.0261 | 2.0601 | 2.0948 | 2.13 | 2.1658 | 2.2022 | 2.2392
RJ | Rajasthan | 2.5224 | 2.5648 | 2.608 | 2.6518 | 2.6964 | 2.7417 | 2.7878 | 2.8346 | 2.8823 | 2.9307 | 2.98 | 3.0301
MH | Maharashtra | 2.002 | 2.0356 | 2.0698 | 2.1046 | 2.14 | 2.176 | 2.2125 | 2.2497 | 2.2875 | 2.326 | 2.3651 | 2.4048
BR | Bihar | 1.172 | 1.1917 | 1.2117 | 1.2321 | 1.2528 | 1.2739 | 1.2953 | 1.317 | 1.3392 | 1.3617 | 1.3846 | 1.4079
KA | Karnataka | 1.5546 | 1.5807 | 1.6073 | 1.6343 | 1.6618 | 1.6897 | 1.7181 | 1.747 | 1.7764 | 1.8062 | 1.8366 | 1.8675
HR | Haryana | 1.6717 | 1.6998 | 1.7283 | 1.7574 | 1.7869 | 1.817 | 1.8475 | 1.8786 | 1.9101 | 1.9422 | 1.9749 | 2.0081
CG | Chhatisgarh | 1.0785 | 1.0966 | 1.1151 | 1.1338 | 1.1529 | 1.1722 | 1.1919 | 1.212 | 1.2324 | 1.2531 | 1.2741 | 1.2955
| Deflators to convert Rupees to FY 19 Rs |  | FY05 | FY06 | FY07 | FY08 | FY09 | FY10 | FY11 | FY12 | FY13 | FY14 | FY15 | FY16 | FY17 | FY18 | FY19
| deflator index 2011-12 | Private final consumption expenditure in Rs billion | 57.5905 | 60.0745 | 65.5777 | 69.9413 | 76.6119 | 83.1746 | 91.3978 | 100 | 108.4068 | 116.5245 | 122.5733 | 127.3449 | 132.0344 | 135.9371 | 140.8318
| FY10 to base year Rs | 1.6932
| FY14 to base year Rs | 1.2086
| F18 to base year Rs | 1.036
| Convert per-unit distribution costs to real costs in our base year rupees |  | FY18: State; FY19: State | Reference state
| Using combined FY10-FY18 CAGR across these states as it is the longest period for which we have it and will hopefully smooth out any lumps |  | FY18: Delhi; FY19: DL | HR
| Using that, estimating the FY 20 distribution cost. |  | FY18: Haryana; FY19: HR | HR
| Assuming that this stays constant over the years in real terms (investments balanced by T&D loss reduction) |  | FY18: Himachal Pradesh; FY19: HP | UP
| Use state-wise mapping to a reference state to get distribution costs for other states. Reference state identification done below based on rough similarity of state. |  | FY18: Jammu&Kashmir; FY19: JK | UP
| E.g. HR is a reasonably small, quite urban and rich state. Hence being used for DL, PB and GA. Similarly, KA being used for TN and KL as reasonably "developed" South Indian states. |  | FY18: Punjab; FY19: PB | HR
| Mapped all NE states and WB to BR as the closest approximation. GJ mapped to MH because industrialised and moderately rich. |  | FY18: Rajasthan; FY19: RJ | RJ
|  |  | FY18: Uttar Pradesh; FY19: UP | UP
|  | UHBVN, HR | FY05: DHBV, HR; FY06: MP Discoms; FY07: AP Discoms; FY08: Bihar discoms; FY18: Uttarakhand; FY19: UK | UP
| Intra-st txn cost Rs cr |  | FY06: 2717; FY07: 1457.04; FY08: 1474.95; FY18: Chhattisgarh; FY19: CG | CG
| Power purchase MU |  | FY06: 65941; FY07: 61543; FY08: 31218.86; FY18: Gujarat; FY19: GJ | MH
| Intra-state txn charges | 0.38 | FY05: 0.32; FY06: 0.41204; FY07: 0.23675; FY08: 0.47245; FY18: Madhya Pradesh; FY19: MP | MP
| Refer to comments in cells for links to individual state ERCs' tariff orders |  | FY18: Maharashtra; FY19: MH | MH
| AP seems an outlier at just Rs 0.23 for intra-state txn charges - but their tariff order is also the hardest to understand |  | FY18: Goa; FY19: GA | HR
| Using average of non-AP states from above list to get intra-state transmission cost (Rs /kWh) |  | FY10: 0.39612; FY18: Andhra Pradesh; FY19: AP | AP
| This is the same as the inter-state cost, and roughly matches many above (slightly on the higher side but OK I guess) |  | FY18: Telangana; FY19: TS | AP
|  |  | FY18: Karnataka; FY19: KA | KA
|  |  | FY18: Kerala; FY19: KL | KA
|  |  | FY18: Tamil Nadu; FY19: TN | KA
|  |  | FY18: Bihar; FY19: BR | BR
|  |  | FY18: Jharkhand; FY19: JH | CG
|  |  | FY18: Orissa; FY19: OD | CG
|  |  | FY18: West Bengal; FY19: WB | BR
|  |  | FY18: Assam; FY19: AS | BR
HR | bar: FY18 to FY19
BR | bar: FY18 to FY19
Note on C3: http://aperc.gov.in/admin/upload/TrueUp_OP.No.22to25.pdf
Note on D3: http://aperc.gov.in/admin/upload/TrueUp_OP.No.22to25.pdf
Note on E3: http://aperc.gov.in/admin/upload/15135759561411373335a37561443e1c.pdf, http://aperc.gov.in/admin/upload/151357607917784390685a37568f8493f.pdf
Note on C4: Data compiled by Prayas for 5 discoms for Power perspectives portal.
Note on C5: http://www.mperc.in/260614-Trueup-2010-11-distribution-tariff.pdf
Note on D5: http://www.mperc.in/061218-PNo-33-2018.pdf
Note on E5: http://www.mperc.in/250118-Tariff%20Petition_FY19_Eng.pdf
Note on C6: https://rerc.rajasthan.gov.in/rerc-user-files/tariff-orders
Note on D6: https://rerc.rajasthan.gov.in/rerc-user-files/tariff-orders
Note on F6: https://rerc.rajasthan.gov.in/rerc-user-files/tariff-orders
Note on C7: Data compiled for Power perspectives and NITI Aayog portal
Note on C8: https://berc.co.in/orders/tariff/distribution/nbpdcl/151-tariff-order-for-fy-2012-13
Note on D8: https://berc.co.in/orders/tariff/distribution/sbpdcl/157-tariff-order-of-sbpdcl-for-fy-2016-17, https://berc.co.in/orders/tariff/distribution/nbpdcl/160-tariff-order-of-nbpdcl-for-fy-2016-17
Note on E8: https://berc.co.in/orders/tariff/distribution/sbpdcl/1965-tariff-order-of-sbpdcl-for-fy-2019-20
Note on C9: From data compiled by Prayas for Power perspectives portal
Note on C10: https://herc.gov.in/WriteReadData/Orders/20110527(1).pdf
Note on D10: https://herc.gov.in/WriteReadData/Orders/O20150507.pdf
Note on E10: https://herc.gov.in/WriteReadData/Orders/20190307a.pdf
Note on C11: https://cspdcl.co.in/cseb/pdfs/myt%20perition%206feb.pdf
Note on D11: http://www.cserc.gov.in/pdf/Order%202015/Tariff%20order%202015-16.pdf
Note on E11: http://www.cserc.gov.in/pdf/Tariff%2020-21/CSPDCL/CSPDCL%20Tariff%20Petition%20FY%202020-21.pdf
Note on C40: https://herc.gov.in/WriteReadData/Orders/20190307a.pdf
Note on E40: http://www.mperc.in/250118-Tariff%20Petition_FY19_Eng.pdf, table 45
Note on F40: https://aperc.gov.in/admin/upload/15135759561411373335a37561443e1c.pdf for South; https://aperc.gov.in/admin/upload/151357607917784390685a37568f8493f.pdf for East
Note on G40: https://berc.co.in/orders/tariff/distribution/sbpdcl/1965-tariff-order-of-sbpdcl-for-fy-2019-20
Note on F41: p5 of south and p4 of East
Note on G41: Table 5.33
Note on F42: p 12 of https://aperc.gov.in/admin/upload/15135759561411373335a37561443e1c.pdf
Note on C43: Very similar to inter-state; table 19
Note on D43: Lower than inter-state; Table 60

## Distr cost projns
Distribution cost for states including intra-state transmission costs
Distr cost Rs / kWh | 2020 | 2021 | 2022 | 2023 | 2024 | 2025 | 2026 | 2027 | 2028 | 2029 | 2030 | 2031 | Reference state
DL | 2.0678 | 2.0959 | 2.1245 | 2.1535 | 2.183 | 2.2131 | 2.2436 | 2.2747 | 2.3063 | 2.3384 | 2.371 | 2.4042 | HR
HR | 2.0678 | 2.0959 | 2.1245 | 2.1535 | 2.183 | 2.2131 | 2.2436 | 2.2747 | 2.3063 | 2.3384 | 2.371 | 2.4042 | HR
HP | 2.2467 | 2.2778 | 2.3095 | 2.3416 | 2.3743 | 2.4076 | 2.4414 | 2.4758 | 2.5107 | 2.5463 | 2.5824 | 2.6192 | UP
JK | 2.2467 | 2.2778 | 2.3095 | 2.3416 | 2.3743 | 2.4076 | 2.4414 | 2.4758 | 2.5107 | 2.5463 | 2.5824 | 2.6192 | UP
PB | 2.0678 | 2.0959 | 2.1245 | 2.1535 | 2.183 | 2.2131 | 2.2436 | 2.2747 | 2.3063 | 2.3384 | 2.371 | 2.4042 | HR
RJ | 2.9186 | 2.961 | 3.0041 | 3.0479 | 3.0925 | 3.1378 | 3.1839 | 3.2308 | 3.2784 | 3.3268 | 3.3761 | 3.4262 | RJ
UP | 2.2467 | 2.2778 | 2.3095 | 2.3416 | 2.3743 | 2.4076 | 2.4414 | 2.4758 | 2.5107 | 2.5463 | 2.5824 | 2.6192 | UP
UK | 2.2467 | 2.2778 | 2.3095 | 2.3416 | 2.3743 | 2.4076 | 2.4414 | 2.4758 | 2.5107 | 2.5463 | 2.5824 | 2.6192 | UP
CG | 1.4746 | 1.4928 | 1.5112 | 1.5299 | 1.549 | 1.5684 | 1.5881 | 1.6081 | 1.6285 | 1.6492 | 1.6703 | 1.6917 | CG
GJ | 2.3981 | 2.4317 | 2.466 | 2.5007 | 2.5361 | 2.5721 | 2.6087 | 2.6459 | 2.6837 | 2.7221 | 2.7612 | 2.801 | MH
MP | 2.2602 | 2.2915 | 2.3234 | 2.3558 | 2.3887 | 2.4222 | 2.4562 | 2.4909 | 2.5261 | 2.5619 | 2.5983 | 2.6353 | MP
MH | 2.3981 | 2.4317 | 2.466 | 2.5007 | 2.5361 | 2.5721 | 2.6087 | 2.6459 | 2.6837 | 2.7221 | 2.7612 | 2.801 | MH
GA | 2.0678 | 2.0959 | 2.1245 | 2.1535 | 2.183 | 2.2131 | 2.2436 | 2.2747 | 2.3063 | 2.3384 | 2.371 | 2.4042 | HR
AP | 1.374 | 1.3905 | 1.4072 | 1.4242 | 1.4415 | 1.459 | 1.4769 | 1.4951 | 1.5135 | 1.5323 | 1.5514 | 1.5708 | AP
TS | 1.374 | 1.3905 | 1.4072 | 1.4242 | 1.4415 | 1.459 | 1.4769 | 1.4951 | 1.5135 | 1.5323 | 1.5514 | 1.5708 | AP
KA | 1.9507 | 1.9769 | 2.0034 | 2.0304 | 2.0579 | 2.0858 | 2.1142 | 2.1431 | 2.1725 | 2.2024 | 2.2327 | 2.2636 | KA
KL | 1.9507 | 1.9769 | 2.0034 | 2.0304 | 2.0579 | 2.0858 | 2.1142 | 2.1431 | 2.1725 | 2.2024 | 2.2327 | 2.2636 | KA
TN | 1.9507 | 1.9769 | 2.0034 | 2.0304 | 2.0579 | 2.0858 | 2.1142 | 2.1431 | 2.1725 | 2.2024 | 2.2327 | 2.2636 | KA
BR | 1.5681 | 1.5878 | 1.6078 | 1.6282 | 1.6489 | 1.67 | 1.6914 | 1.7132 | 1.7353 | 1.7578 | 1.7807 | 1.804 | BR
JH | 1.4746 | 1.4928 | 1.5112 | 1.5299 | 1.549 | 1.5684 | 1.5881 | 1.6081 | 1.6285 | 1.6492 | 1.6703 | 1.6917 | CG
OD | 1.4746 | 1.4928 | 1.5112 | 1.5299 | 1.549 | 1.5684 | 1.5881 | 1.6081 | 1.6285 | 1.6492 | 1.6703 | 1.6917 | CG
WB | 1.5681 | 1.5878 | 1.6078 | 1.6282 | 1.6489 | 1.67 | 1.6914 | 1.7132 | 1.7353 | 1.7578 | 1.7807 | 1.804 | BR
AS | 1.5681 | 1.5878 | 1.6078 | 1.6282 | 1.6489 | 1.67 | 1.6914 | 1.7132 | 1.7353 | 1.7578 | 1.7807 | 1.804 | BR
UT | 2.0678 | 2.0959 | 2.1245 | 2.1535 | 2.183 | 2.2131 | 2.2436 | 2.2747 | 2.3063 | 2.3384 | 2.371 | 2.4042 | HR
NE | 1.5681 | 1.5878 | 1.6078 | 1.6282 | 1.6489 | 1.67 | 1.6914 | 1.7132 | 1.7353 | 1.7578 | 1.7807 | 1.804 | BR
Regional Dist cost
Distr cost Rs / kWh | 2020 | 2021 | 2022 | 2023 | 2024 | 2025 | 2026 | 2027 | 2028 | 2029 | 2030 | 2031
NR | 2.3191 | 2.3515 | 2.3843 | 2.4177 | 2.4517 | 2.4863 | 2.5214 | 2.5571 | 2.5934 | 2.6304 | 2.6679 | 2.7061
WR | 2.2726 | 2.3041 | 2.3362 | 2.3688 | 2.402 | 2.4357 | 2.47 | 2.5048 | 2.5403 | 2.5763 | 2.613 | 2.6502
SR | 1.7265 | 1.7488 | 1.7716 | 1.7947 | 1.8182 | 1.8421 | 1.8664 | 1.8911 | 1.9162 | 1.9418 | 1.9678 | 1.9942
ER | 1.5324 | 1.5515 | 1.5709 | 1.5906 | 1.6107 | 1.6311 | 1.6519 | 1.673 | 1.6945 | 1.7163 | 1.7385 | 1.761
NER | 1.7806 | 1.8039 | 1.8275 | 1.8516 | 1.876 | 1.9009 | 1.9262 | 1.9519 | 1.9781 | 2.0047 | 2.0317 | 2.0592

## ELECTRICITY-Input
Let r be the 'T&D losses' (i.e. both intra- plus inter-regional losses) in a region. That is, for consumption of 1 unit, 1/(1-r) units are procured in that region.
Let t be the inter-regional ('transmission') losses from any region to this region. For simplicity assuming it to be the same from all regions.
Let d be the purely intra-regional losses ('distribution losses') within the region - this is the value we want to compute based on the others.
Let p be the percentage of power procured from outside the region.
Therefore, for one unit of consumption in the region, the total power to be procured is 1/(1-r), of which p/(1-r) comes from outside the region and (1-p)/(1-r) comes from within the region.
Thus, the total amount of power delivered for consumption from outside is (p/(1-r))*(1-t)*(1-d)
The total amount of power delivered for consumption from within the region is ((1-p)/(1-r))*(1-d)
Together these equal the amount consumed, i.e. 1.
Therefore, (p/(1-r))*(1-t)*(1-d) + ((1-p)/(1-r))*(1-d) = 1
Solving this for d gives: d = 1 - ((1-r)/(1-p*t))
This is the formula used below.
The value of r comes from the sheet "T&Dloss projections" |  |  |  |  | Reference scen |  |  | Distribution loss wrt Ref
The value of t comes from the sheet "Transmission" |  |  |  |  | 3.3% |  |  | PRS | 10%
The value of p comes from POSOCO's data on inter-regional transfers | [7 empty] | ORS | -5%
p, the share of electricity procured from outside the region
| NR | WR | SR | ER | NER
p | 0.27512 | 0.053712 | 0.19182 | 0.1023 | 0.21252
Reference | [13 empty] | PRS scenario | [13 empty] | ORS scenario
Transit Loss | [13 empty] | Transit Loss | [13 empty] | Transit Loss
| From | To | 2021 | 2022 | 2023 | 2024 | 2025 | 2026 | 2027 | 2028 | 2029 | 2030 | 2031 |  | From | To | 2021 | 2022 | 2023 | 2024 | 2025 | 2026 | 2027 | 2028 | 2029 | 2030 | 2031 |  | From | To | 2021 | 2022 | 2023 | 2024 | 2025 | 2026 | 2027 | 2028 | 2029 | 2030 | 2031
| NR | NR | 0.19178 | 0.18589 | 0.18021 | 0.17543 | 0.17109 | 0.1669 | 0.16283 | 0.1589 | 0.1551 | 0.15141 | 0.14784 |  | NR | NR | 0.21096 | 0.20448 | 0.19823 | 0.19297 | 0.1882 | 0.18359 | 0.17912 | 0.17479 | 0.17061 | 0.16655 | 0.16263 |  | NR | NR | 0.18219 | 0.1766 | 0.1712 | 0.16665 | 0.16254 | 0.15855 | 0.15469 | 0.15096 | 0.14734 | 0.14384 | 0.14045
| WR | WR | 0.20042 | 0.19469 | 0.18914 | 0.18376 | 0.17854 | 0.17348 | 0.16858 | 0.16382 | 0.1592 | 0.15473 | 0.15039 |  | WR | WR | 0.22046 | 0.21416 | 0.20806 | 0.20214 | 0.1964 | 0.19083 | 0.18543 | 0.1802 | 0.17512 | 0.1702 | 0.16543 |  | WR | WR | 0.1904 | 0.18496 | 0.17968 | 0.17457 | 0.16961 | 0.16481 | 0.16015 | 0.15563 | 0.15124 | 0.14699 | 0.14287
| SR | SR | 0.16078 | 0.15828 | 0.15587 | 0.15354 | 0.15129 | 0.15026 | 0.1493 | 0.14835 | 0.14742 | 0.1465 | 0.14578 |  | SR | SR | 0.17686 | 0.17411 | 0.17146 | 0.16889 | 0.16641 | 0.16529 | 0.16423 | 0.16319 | 0.16216 | 0.16115 | 0.16036 |  | SR | SR | 0.15274 | 0.15037 | 0.14808 | 0.14586 | 0.14372 | 0.14275 | 0.14183 | 0.14093 | 0.14005 | 0.13918 | 0.13849
| ER | ER | 0.23357 | 0.22813 | 0.22282 | 0.21763 | 0.21256 | 0.20761 | 0.20278 | 0.19806 | 0.19344 | 0.18894 | 0.18453 |  | ER | ER | 0.25693 | 0.25094 | 0.2451 | 0.23939 | 0.23382 | 0.22838 | 0.22306 | 0.21786 | 0.21279 | 0.20783 | 0.20299 |  | ER | ER | 0.22189 | 0.21672 | 0.21168 | 0.20675 | 0.20194 | 0.19723 | 0.19264 | 0.18815 | 0.18377 | 0.17949 | 0.17531
| NER | NER | 0.26624 | 0.25861 | 0.25123 | 0.24409 | 0.23717 | 0.23046 | 0.22397 | 0.21769 | 0.2116 | 0.2057 | 0.19998 |  | NER | NER | 0.29286 | 0.28448 | 0.27636 | 0.26849 | 0.26088 | 0.25351 | 0.24637 | 0.23946 | 0.23276 | 0.22627 | 0.21998 |  | NER | NER | 0.25293 | 0.24568 | 0.23867 | 0.23188 | 0.22531 | 0.21894 | 0.21278 | 0.2068 | 0.20102 | 0.19541 | 0.18998
| NR | WR | 0.033 | 0.033 | 0.033 | 0.033 | 0.033 | 0.033 | 0.033 | 0.033 | 0.033 | 0.033 | 0.033 |  | NR | WR | 0.033 | 0.033 | 0.033 | 0.033 | 0.033 | 0.033 | 0.033 | 0.033 | 0.033 | 0.033 | 0.033 |  | NR | WR | 0.033 | 0.033 | 0.033 | 0.033 | 0.033 | 0.033 | 0.033 | 0.033 | 0.033 | 0.033 | 0.033
| WR | SR | 0.033 | 0.033 | 0.033 | 0.033 | 0.033 | 0.033 | 0.033 | 0.033 | 0.033 | 0.033 | 0.033 |  | WR | SR | 0.033 | 0.033 | 0.033 | 0.033 | 0.033 | 0.033 | 0.033 | 0.033 | 0.033 | 0.033 | 0.033 |  | WR | SR | 0.033 | 0.033 | 0.033 | 0.033 | 0.033 | 0.033 | 0.033 | 0.033 | 0.033 | 0.033 | 0.033
| SR | ER | 0.033 | 0.033 | 0.033 | 0.033 | 0.033 | 0.033 | 0.033 | 0.033 | 0.033 | 0.033 | 0.033 |  | SR | ER | 0.033 | 0.033 | 0.033 | 0.033 | 0.033 | 0.033 | 0.033 | 0.033 | 0.033 | 0.033 | 0.033 |  | SR | ER | 0.033 | 0.033 | 0.033 | 0.033 | 0.033 | 0.033 | 0.033 | 0.033 | 0.033 | 0.033 | 0.033
| ER | NER | 0.033 | 0.033 | 0.033 | 0.033 | 0.033 | 0.033 | 0.033 | 0.033 | 0.033 | 0.033 | 0.033 |  | ER | NER | 0.033 | 0.033 | 0.033 | 0.033 | 0.033 | 0.033 | 0.033 | 0.033 | 0.033 | 0.033 | 0.033 |  | ER | NER | 0.033 | 0.033 | 0.033 | 0.033 | 0.033 | 0.033 | 0.033 | 0.033 | 0.033 | 0.033 | 0.033
| NER | NR | 0.033 | 0.033 | 0.033 | 0.033 | 0.033 | 0.033 | 0.033 | 0.033 | 0.033 | 0.033 | 0.033 |  | NER | NR | 0.033 | 0.033 | 0.033 | 0.033 | 0.033 | 0.033 | 0.033 | 0.033 | 0.033 | 0.033 | 0.033 |  | NER | NR | 0.033 | 0.033 | 0.033 | 0.033 | 0.033 | 0.033 | 0.033 | 0.033 | 0.033 | 0.033 | 0.033
| NR | SR | 0.033 | 0.033 | 0.033 | 0.033 | 0.033 | 0.033 | 0.033 | 0.033 | 0.033 | 0.033 | 0.033 |  | NR | SR | 0.033 | 0.033 | 0.033 | 0.033 | 0.033 | 0.033 | 0.033 | 0.033 | 0.033 | 0.033 | 0.033 |  | NR | SR | 0.033 | 0.033 | 0.033 | 0.033 | 0.033 | 0.033 | 0.033 | 0.033 | 0.033 | 0.033 | 0.033
| WR | ER | 0.033 | 0.033 | 0.033 | 0.033 | 0.033 | 0.033 | 0.033 | 0.033 | 0.033 | 0.033 | 0.033 |  | WR | ER | 0.033 | 0.033 | 0.033 | 0.033 | 0.033 | 0.033 | 0.033 | 0.033 | 0.033 | 0.033 | 0.033 |  | WR | ER | 0.033 | 0.033 | 0.033 | 0.033 | 0.033 | 0.033 | 0.033 | 0.033 | 0.033 | 0.033 | 0.033
| SR | NER | 0.033 | 0.033 | 0.033 | 0.033 | 0.033 | 0.033 | 0.033 | 0.033 | 0.033 | 0.033 | 0.033 |  | SR | NER | 0.033 | 0.033 | 0.033 | 0.033 | 0.033 | 0.033 | 0.033 | 0.033 | 0.033 | 0.033 | 0.033 |  | SR | NER | 0.033 | 0.033 | 0.033 | 0.033 | 0.033 | 0.033 | 0.033 | 0.033 | 0.033 | 0.033 | 0.033
| ER | NR | 0.033 | 0.033 | 0.033 | 0.033 | 0.033 | 0.033 | 0.033 | 0.033 | 0.033 | 0.033 | 0.033 |  | ER | NR | 0.033 | 0.033 | 0.033 | 0.033 | 0.033 | 0.033 | 0.033 | 0.033 | 0.033 | 0.033 | 0.033 |  | ER | NR | 0.033 | 0.033 | 0.033 | 0.033 | 0.033 | 0.033 | 0.033 | 0.033 | 0.033 | 0.033 | 0.033
| NER | WR | 0.033 | 0.033 | 0.033 | 0.033 | 0.033 | 0.033 | 0.033 | 0.033 | 0.033 | 0.033 | 0.033 |  | NER | WR | 0.033 | 0.033 | 0.033 | 0.033 | 0.033 | 0.033 | 0.033 | 0.033 | 0.033 | 0.033 | 0.033 |  | NER | WR | 0.033 | 0.033 | 0.033 | 0.033 | 0.033 | 0.033 | 0.033 | 0.033 | 0.033 | 0.033 | 0.033
| NR | ER | 0.033 | 0.033 | 0.033 | 0.033 | 0.033 | 0.033 | 0.033 | 0.033 | 0.033 | 0.033 | 0.033 |  | NR | ER | 0.033 | 0.033 | 0.033 | 0.033 | 0.033 | 0.033 | 0.033 | 0.033 | 0.033 | 0.033 | 0.033 |  | NR | ER | 0.033 | 0.033 | 0.033 | 0.033 | 0.033 | 0.033 | 0.033 | 0.033 | 0.033 | 0.033 | 0.033
| WR | NER | 0.033 | 0.033 | 0.033 | 0.033 | 0.033 | 0.033 | 0.033 | 0.033 | 0.033 | 0.033 | 0.033 |  | WR | NER | 0.033 | 0.033 | 0.033 | 0.033 | 0.033 | 0.033 | 0.033 | 0.033 | 0.033 | 0.033 | 0.033 |  | WR | NER | 0.033 | 0.033 | 0.033 | 0.033 | 0.033 | 0.033 | 0.033 | 0.033 | 0.033 | 0.033 | 0.033
| SR | NR | 0.033 | 0.033 | 0.033 | 0.033 | 0.033 | 0.033 | 0.033 | 0.033 | 0.033 | 0.033 | 0.033 |  | SR | NR | 0.033 | 0.033 | 0.033 | 0.033 | 0.033 | 0.033 | 0.033 | 0.033 | 0.033 | 0.033 | 0.033 |  | SR | NR | 0.033 | 0.033 | 0.033 | 0.033 | 0.033 | 0.033 | 0.033 | 0.033 | 0.033 | 0.033 | 0.033
| ER | WR | 0.033 | 0.033 | 0.033 | 0.033 | 0.033 | 0.033 | 0.033 | 0.033 | 0.033 | 0.033 | 0.033 |  | ER | WR | 0.033 | 0.033 | 0.033 | 0.033 | 0.033 | 0.033 | 0.033 | 0.033 | 0.033 | 0.033 | 0.033 |  | ER | WR | 0.033 | 0.033 | 0.033 | 0.033 | 0.033 | 0.033 | 0.033 | 0.033 | 0.033 | 0.033 | 0.033
| NER | SR | 0.033 | 0.033 | 0.033 | 0.033 | 0.033 | 0.033 | 0.033 | 0.033 | 0.033 | 0.033 | 0.033 |  | NER | SR | 0.033 | 0.033 | 0.033 | 0.033 | 0.033 | 0.033 | 0.033 | 0.033 | 0.033 | 0.033 | 0.033 |  | NER | SR | 0.033 | 0.033 | 0.033 | 0.033 | 0.033 | 0.033 | 0.033 | 0.033 | 0.033 | 0.033 | 0.033
| NR | NER | 0.033 | 0.033 | 0.033 | 0.033 | 0.033 | 0.033 | 0.033 | 0.033 | 0.033 | 0.033 | 0.033 |  | NR | NER | 0.033 | 0.033 | 0.033 | 0.033 | 0.033 | 0.033 | 0.033 | 0.033 | 0.033 | 0.033 | 0.033 |  | NR | NER | 0.033 | 0.033 | 0.033 | 0.033 | 0.033 | 0.033 | 0.033 | 0.033 | 0.033 | 0.033 | 0.033
| WR | NR | 0.033 | 0.033 | 0.033 | 0.033 | 0.033 | 0.033 | 0.033 | 0.033 | 0.033 | 0.033 | 0.033 |  | WR | NR | 0.033 | 0.033 | 0.033 | 0.033 | 0.033 | 0.033 | 0.033 | 0.033 | 0.033 | 0.033 | 0.033 |  | WR | NR | 0.033 | 0.033 | 0.033 | 0.033 | 0.033 | 0.033 | 0.033 | 0.033 | 0.033 | 0.033 | 0.033
| SR | WR | 0.033 | 0.033 | 0.033 | 0.033 | 0.033 | 0.033 | 0.033 | 0.033 | 0.033 | 0.033 | 0.033 |  | SR | WR | 0.033 | 0.033 | 0.033 | 0.033 | 0.033 | 0.033 | 0.033 | 0.033 | 0.033 | 0.033 | 0.033 |  | SR | WR | 0.033 | 0.033 | 0.033 | 0.033 | 0.033 | 0.033 | 0.033 | 0.033 | 0.033 | 0.033 | 0.033
| ER | SR | 0.033 | 0.033 | 0.033 | 0.033 | 0.033 | 0.033 | 0.033 | 0.033 | 0.033 | 0.033 | 0.033 |  | ER | SR | 0.033 | 0.033 | 0.033 | 0.033 | 0.033 | 0.033 | 0.033 | 0.033 | 0.033 | 0.033 | 0.033 |  | ER | SR | 0.033 | 0.033 | 0.033 | 0.033 | 0.033 | 0.033 | 0.033 | 0.033 | 0.033 | 0.033 | 0.033
| NER | ER | 0.033 | 0.033 | 0.033 | 0.033 | 0.033 | 0.033 | 0.033 | 0.033 | 0.033 | 0.033 | 0.033 |  | NER | ER | 0.033 | 0.033 | 0.033 | 0.033 | 0.033 | 0.033 | 0.033 | 0.033 | 0.033 | 0.033 | 0.033 |  | NER | ER | 0.033 | 0.033 | 0.033 | 0.033 | 0.033 | 0.033 | 0.033 | 0.033 | 0.033 | 0.033 | 0.033
Transit cost
For inter-region transmission, we use the national figure for transmission costs and increase it by 2.5% each year (at constant prices) to account for increasing renewables.
Yearly increase in transmission cost (Rs/kWh) |  |  | 2021: 0.01
Rs/kWh | 2021 | 2022 | 2023 | 2024 | 2025 | 2026 | 2027 | 2028 | 2029 | 2030 | 2031
Inter-region transmission cost | 0.4 | 0.41 | 0.42 | 0.43 | 0.44 | 0.45 | 0.46 | 0.47 | 0.48 | 0.49 | 0.5
For intra-region costs, we use the distribution costs inferred from a few regulatory orders over the years and their projections.
| From | To | 2021 | 2022 | 2023 | 2024 | 2025 | 2026 | 2027 | 2028 | 2029 | 2030 | 2031
| NR | NR | 2.3515 | 2.3843 | 2.4177 | 2.4517 | 2.4863 | 2.5214 | 2.5571 | 2.5934 | 2.6304 | 2.6679 | 2.7061
| WR | WR | 2.3041 | 2.3362 | 2.3688 | 2.402 | 2.4357 | 2.47 | 2.5048 | 2.5403 | 2.5763 | 2.613 | 2.6502
| SR | SR | 1.7488 | 1.7716 | 1.7947 | 1.8182 | 1.8421 | 1.8664 | 1.8911 | 1.9162 | 1.9418 | 1.9678 | 1.9942
| ER | ER | 1.5515 | 1.5709 | 1.5906 | 1.6107 | 1.6311 | 1.6519 | 1.673 | 1.6945 | 1.7163 | 1.7385 | 1.761
| NER | NER | 1.8039 | 1.8275 | 1.8516 | 1.876 | 1.9009 | 1.9262 | 1.9519 | 1.9781 | 2.0047 | 2.0317 | 2.0592
| NR | WR | 0.4 | 0.41 | 0.42 | 0.43 | 0.44 | 0.45 | 0.46 | 0.47 | 0.48 | 0.49 | 0.5
| WR | SR | 0.4 | 0.41 | 0.42 | 0.43 | 0.44 | 0.45 | 0.46 | 0.47 | 0.48 | 0.49 | 0.5
| SR | ER | 0.4 | 0.41 | 0.42 | 0.43 | 0.44 | 0.45 | 0.46 | 0.47 | 0.48 | 0.49 | 0.5
| ER | NER | 0.4 | 0.41 | 0.42 | 0.43 | 0.44 | 0.45 | 0.46 | 0.47 | 0.48 | 0.49 | 0.5
| NER | NR | 0.4 | 0.41 | 0.42 | 0.43 | 0.44 | 0.45 | 0.46 | 0.47 | 0.48 | 0.49 | 0.5
| NR | SR | 0.4 | 0.41 | 0.42 | 0.43 | 0.44 | 0.45 | 0.46 | 0.47 | 0.48 | 0.49 | 0.5
| WR | ER | 0.4 | 0.41 | 0.42 | 0.43 | 0.44 | 0.45 | 0.46 | 0.47 | 0.48 | 0.49 | 0.5
| SR | NER | 0.4 | 0.41 | 0.42 | 0.43 | 0.44 | 0.45 | 0.46 | 0.47 | 0.48 | 0.49 | 0.5
| ER | NR | 0.4 | 0.41 | 0.42 | 0.43 | 0.44 | 0.45 | 0.46 | 0.47 | 0.48 | 0.49 | 0.5
| NER | WR | 0.4 | 0.41 | 0.42 | 0.43 | 0.44 | 0.45 | 0.46 | 0.47 | 0.48 | 0.49 | 0.5
| NR | ER | 0.4 | 0.41 | 0.42 | 0.43 | 0.44 | 0.45 | 0.46 | 0.47 | 0.48 | 0.49 | 0.5
| WR | NER | 0.4 | 0.41 | 0.42 | 0.43 | 0.44 | 0.45 | 0.46 | 0.47 | 0.48 | 0.49 | 0.5
| SR | NR | 0.4 | 0.41 | 0.42 | 0.43 | 0.44 | 0.45 | 0.46 | 0.47 | 0.48 | 0.49 | 0.5
| ER | WR | 0.4 | 0.41 | 0.42 | 0.43 | 0.44 | 0.45 | 0.46 | 0.47 | 0.48 | 0.49 | 0.5
| NER | SR | 0.4 | 0.41 | 0.42 | 0.43 | 0.44 | 0.45 | 0.46 | 0.47 | 0.48 | 0.49 | 0.5
| NR | NER | 0.4 | 0.41 | 0.42 | 0.43 | 0.44 | 0.45 | 0.46 | 0.47 | 0.48 | 0.49 | 0.5
| WR | NR | 0.4 | 0.41 | 0.42 | 0.43 | 0.44 | 0.45 | 0.46 | 0.47 | 0.48 | 0.49 | 0.5
| SR | WR | 0.4 | 0.41 | 0.42 | 0.43 | 0.44 | 0.45 | 0.46 | 0.47 | 0.48 | 0.49 | 0.5
| ER | SR | 0.4 | 0.41 | 0.42 | 0.43 | 0.44 | 0.45 | 0.46 | 0.47 | 0.48 | 0.49 | 0.5
| NER | ER | 0.4 | 0.41 | 0.42 | 0.43 | 0.44 | 0.45 | 0.46 | 0.47 | 0.48 | 0.49 | 0.5
Max Transit
As derived in the "Transmission" sheet.
Units are MW
|  | NR | WR | SR | ER | NER |  | Weighted annual tx capacity addition | NR | WR | SR | ER | NER
| NR | -1 | 32383.6 | 0 | 42154.35 | 0 |  | NR | 0 | 784.0614 | 0 | 1020.6277 | 0
| WR | 32383.6 | -1 | 13542.25 | 22093.2 | 0 |  | WR | 784.0614 | 0 | 327.8806 | 534.9135 | 0
| SR | 0 | 13542.25 | -1 | 8073.1 | 0 |  | SR | 0 | 327.8806 | 0 | 195.4633 | 0
| ER | 42154.35 | 22093.2 | 8073.1 | -1 | 20363.25 |  | ER | 1020.6277 | 534.9135 | 195.4633 | 0 | 493.0285
| NER | 0 | 0 | 0 | 20363.25 | -1 |  | NER | 0 | 0 | 0 | 493.0285 | 0
| Total inter-regional tx capacity as of Mar 31 |  | 0.42 0.42 0.42 0.42 0.42 0.42 0.42 0.42 0.42 0.42 0.42 0.42 0.42 0.42 0.42 0.42 0.42 0.42 0.42 0.42: 138609.75
| Total inter-regional tx capacity as of Mar 21 |  | 0.42 0.42 0.42 0.42 0.42 0.42 0.42 0.42 0.42 0.42 0.42 0.42 0.42 0.42 0.42 0.42 0.42 0.42 0.42 0.42: 105050; 0.43 0.43 0.43 0.43 0.43 0.43 0.43 0.43 0.43 0.43 0.43 0.43 0.43 0.43 0.43 0.43 0.43 0.43 0.43 0.43: (Source: CEA Monthly Executive Summary March 2021, p 46 of the pdf, “Transmission” part of “Growth of Power Sector”, Section G)
| Inferred annual national tx capacity addition |  | 0.42 0.42 0.42 0.42 0.42 0.42 0.42 0.42 0.42 0.42 0.42 0.42 0.42 0.42 0.42 0.42 0.42 0.42 0.42 0.42: 3355.975
| From | To | 2021 | 2022 | 2023 | 2024 | 2025 | 2026 | 2027 | 2028 | 2029 | 2030 | 2031
| NR | NR | bar: 2021 to 3355.975 2031
| WR | WR | bar: 2021 to 3355.975 2031
| SR | SR | bar: 2021 to 3355.975 2031
| ER | ER | bar: 2021 to 3355.975 2031
| NER | NER | bar: 2021 to 3355.975 2031
| NR | WR | 24542.9862 | 25327.0476 | 26111.109 | 26895.1703 | 27679.2317 | 28463.2931 | 29247.3545 | 30031.4159 | 30815.4772 | 31599.5386 | 32383.6
| WR | SR | 10263.4437 | 10591.3243 | 10919.2049 | 11247.0856 | 11574.9662 | 11902.8468 | 12230.7275 | 12558.6081 | 12886.4887 | 13214.3694 | 13542.25
| SR | ER | 6118.4668 | 6313.9301 | 6509.3934 | 6704.8568 | 6900.3201 | 7095.7834 | 7291.2467 | 7486.71 | 7682.1734 | 7877.6367 | 8073.1
| ER | NER | 15432.9649 | 15925.9934 | 16419.022 | 16912.0505 | 17405.079 | 17898.1075 | 18391.136 | 18884.1645 | 19377.193 | 19870.2215 | 20363.25
| NER | NR | 0 | 0 | 0 | 0 | 0 | 0 | 0 | 0 | 0 | 0 | 0
| NR | SR | 0 | 0 | 0 | 0 | 0 | 0 | 0 | 0 | 0 | 0 | 0
| WR | ER | 16744.065 | 17278.9785 | 17813.892 | 18348.8055 | 18883.719 | 19418.6325 | 19953.546 | 20488.4595 | 21023.373 | 21558.2865 | 22093.2
| SR | NER | 0 | 0 | 0 | 0 | 0 | 0 | 0 | 0 | 0 | 0 | 0
| ER | NR | 31948.0734 | 32968.7011 | 33989.3287 | 35009.9564 | 36030.584 | 37051.2117 | 38071.8394 | 39092.467 | 40113.0947 | 41133.7223 | 42154.35
| NER | WR | 0 | 0 | 0 | 0 | 0 | 0 | 0 | 0 | 0 | 0 | 0
| NR | ER | 31948.0734 | 32968.7011 | 33989.3287 | 35009.9564 | 36030.584 | 37051.2117 | 38071.8394 | 39092.467 | 40113.0947 | 41133.7223 | 42154.35
| WR | NER | 0 | 0 | 0 | 0 | 0 | 0 | 0 | 0 | 0 | 0 | 0
| SR | NR | 0 | 0 | 0 | 0 | 0 | 0 | 0 | 0 | 0 | 0 | 0
| ER | WR | 16744.065 | 17278.9785 | 17813.892 | 18348.8055 | 18883.719 | 19418.6325 | 19953.546 | 20488.4595 | 21023.373 | 21558.2865 | 22093.2
| NER | SR | 0 | 0 | 0 | 0 | 0 | 0 | 0 | 0 | 0 | 0 | 0
| NR | NER | 0 | 0 | 0 | 0 | 0 | 0 | 0 | 0 | 0 | 0 | 0
| WR | NR | 24542.9862 | 25327.0476 | 26111.109 | 26895.1703 | 27679.2317 | 28463.2931 | 29247.3545 | 30031.4159 | 30815.4772 | 31599.5386 | 32383.6
| SR | WR | 10263.4437 | 10591.3243 | 10919.2049 | 11247.0856 | 11574.9662 | 11902.8468 | 12230.7275 | 12558.6081 | 12886.4887 | 13214.3694 | 13542.25
| ER | SR | 6118.4668 | 6313.9301 | 6509.3934 | 6704.8568 | 6900.3201 | 7095.7834 | 7291.2467 | 7486.71 | 7682.1734 | 7877.6367 | 8073.1
| NER | ER | 15432.9649 | 15925.9934 | 16419.022 | 16912.0505 | 17405.079 | 17898.1075 | 18391.136 | 18884.1645 | 19377.193 | 19870.2215 | 20363.25

## ELECTRICITY
Transit Loss | [13 empty] | Transit Loss (PRS) | [13 empty] | Transit Loss (ORS)
EnergyCarrier | G*Src | G*Dest | 2021 | 2022 | 2023 | 2024 | 2025 | 2026 | 2027 | 2028 | 2029 | 2030 | 2031 | EnergyCarrier | G*Src | G*Dest | 2021 | 2022 | 2023 | 2024 | 2025 | 2026 | 2027 | 2028 | 2029 | 2030 | 2031 | EnergyCarrier | G*Src | G*Dest | 2021 | 2022 | 2023 | 2024 | 2025 | 2026 | 2027 | 2028 | 2029 | 2030 | 2031
ELECTRICITY | NR | NR | 0.19178 | 0.18589 | 0.18021 | 0.17543 | 0.17109 | 0.1669 | 0.16283 | 0.1589 | 0.1551 | 0.15141 | 0.14784 | ELECTRICITY | NR | NR | 0.21096 | 0.20448 | 0.19823 | 0.19297 | 0.1882 | 0.18359 | 0.17912 | 0.17479 | 0.17061 | 0.16655 | 0.16263 | ELECTRICITY | NR | NR | 0.18219 | 0.1766 | 0.1712 | 0.16665 | 0.16254 | 0.15855 | 0.15469 | 0.15096 | 0.14734 | 0.14384 | 0.14045
ELECTRICITY | WR | WR | 0.20042 | 0.19469 | 0.18914 | 0.18376 | 0.17854 | 0.17348 | 0.16858 | 0.16382 | 0.1592 | 0.15473 | 0.15039 | ELECTRICITY | WR | WR | 0.22046 | 0.21416 | 0.20806 | 0.20214 | 0.1964 | 0.19083 | 0.18543 | 0.1802 | 0.17512 | 0.1702 | 0.16543 | ELECTRICITY | WR | WR | 0.1904 | 0.18496 | 0.17968 | 0.17457 | 0.16961 | 0.16481 | 0.16015 | 0.15563 | 0.15124 | 0.14699 | 0.14287
ELECTRICITY | SR | SR | 0.16078 | 0.15828 | 0.15587 | 0.15354 | 0.15129 | 0.15026 | 0.1493 | 0.14835 | 0.14742 | 0.1465 | 0.14578 | ELECTRICITY | SR | SR | 0.17686 | 0.17411 | 0.17146 | 0.16889 | 0.16641 | 0.16529 | 0.16423 | 0.16319 | 0.16216 | 0.16115 | 0.16036 | ELECTRICITY | SR | SR | 0.15274 | 0.15037 | 0.14808 | 0.14586 | 0.14372 | 0.14275 | 0.14183 | 0.14093 | 0.14005 | 0.13918 | 0.13849
ELECTRICITY | ER | ER | 0.23357 | 0.22813 | 0.22282 | 0.21763 | 0.21256 | 0.20761 | 0.20278 | 0.19806 | 0.19344 | 0.18894 | 0.18453 | ELECTRICITY | ER | ER | 0.25693 | 0.25094 | 0.2451 | 0.23939 | 0.23382 | 0.22838 | 0.22306 | 0.21786 | 0.21279 | 0.20783 | 0.20299 | ELECTRICITY | ER | ER | 0.22189 | 0.21672 | 0.21168 | 0.20675 | 0.20194 | 0.19723 | 0.19264 | 0.18815 | 0.18377 | 0.17949 | 0.17531
ELECTRICITY | NER | NER | 0.26624 | 0.25861 | 0.25123 | 0.24409 | 0.23717 | 0.23046 | 0.22397 | 0.21769 | 0.2116 | 0.2057 | 0.19998 | ELECTRICITY | NER | NER | 0.29286 | 0.28448 | 0.27636 | 0.26849 | 0.26088 | 0.25351 | 0.24637 | 0.23946 | 0.23276 | 0.22627 | 0.21998 | ELECTRICITY | NER | NER | 0.25293 | 0.24568 | 0.23867 | 0.23188 | 0.22531 | 0.21894 | 0.21278 | 0.2068 | 0.20102 | 0.19541 | 0.18998
ELECTRICITY | NR | WR | 0.033 | 0.033 | 0.033 | 0.033 | 0.033 | 0.033 | 0.033 | 0.033 | 0.033 | 0.033 | 0.033 | ELECTRICITY | NR | WR | 0.033 | 0.033 | 0.033 | 0.033 | 0.033 | 0.033 | 0.033 | 0.033 | 0.033 | 0.033 | 0.033 | ELECTRICITY | NR | WR | 0.033 | 0.033 | 0.033 | 0.033 | 0.033 | 0.033 | 0.033 | 0.033 | 0.033 | 0.033 | 0.033
ELECTRICITY | WR | SR | 0.033 | 0.033 | 0.033 | 0.033 | 0.033 | 0.033 | 0.033 | 0.033 | 0.033 | 0.033 | 0.033 | ELECTRICITY | WR | SR | 0.033 | 0.033 | 0.033 | 0.033 | 0.033 | 0.033 | 0.033 | 0.033 | 0.033 | 0.033 | 0.033 | ELECTRICITY | WR | SR | 0.033 | 0.033 | 0.033 | 0.033 | 0.033 | 0.033 | 0.033 | 0.033 | 0.033 | 0.033 | 0.033
ELECTRICITY | SR | ER | 0.033 | 0.033 | 0.033 | 0.033 | 0.033 | 0.033 | 0.033 | 0.033 | 0.033 | 0.033 | 0.033 | ELECTRICITY | SR | ER | 0.033 | 0.033 | 0.033 | 0.033 | 0.033 | 0.033 | 0.033 | 0.033 | 0.033 | 0.033 | 0.033 | ELECTRICITY | SR | ER | 0.033 | 0.033 | 0.033 | 0.033 | 0.033 | 0.033 | 0.033 | 0.033 | 0.033 | 0.033 | 0.033
ELECTRICITY | ER | NER | 0.033 | 0.033 | 0.033 | 0.033 | 0.033 | 0.033 | 0.033 | 0.033 | 0.033 | 0.033 | 0.033 | ELECTRICITY | ER | NER | 0.033 | 0.033 | 0.033 | 0.033 | 0.033 | 0.033 | 0.033 | 0.033 | 0.033 | 0.033 | 0.033 | ELECTRICITY | ER | NER | 0.033 | 0.033 | 0.033 | 0.033 | 0.033 | 0.033 | 0.033 | 0.033 | 0.033 | 0.033 | 0.033
ELECTRICITY | NER | NR | 0.033 | 0.033 | 0.033 | 0.033 | 0.033 | 0.033 | 0.033 | 0.033 | 0.033 | 0.033 | 0.033 | ELECTRICITY | NER | NR | 0.033 | 0.033 | 0.033 | 0.033 | 0.033 | 0.033 | 0.033 | 0.033 | 0.033 | 0.033 | 0.033 | ELECTRICITY | NER | NR | 0.033 | 0.033 | 0.033 | 0.033 | 0.033 | 0.033 | 0.033 | 0.033 | 0.033 | 0.033 | 0.033
ELECTRICITY | NR | SR | 0.033 | 0.033 | 0.033 | 0.033 | 0.033 | 0.033 | 0.033 | 0.033 | 0.033 | 0.033 | 0.033 | ELECTRICITY | NR | SR | 0.033 | 0.033 | 0.033 | 0.033 | 0.033 | 0.033 | 0.033 | 0.033 | 0.033 | 0.033 | 0.033 | ELECTRICITY | NR | SR | 0.033 | 0.033 | 0.033 | 0.033 | 0.033 | 0.033 | 0.033 | 0.033 | 0.033 | 0.033 | 0.033
ELECTRICITY | WR | ER | 0.033 | 0.033 | 0.033 | 0.033 | 0.033 | 0.033 | 0.033 | 0.033 | 0.033 | 0.033 | 0.033 | ELECTRICITY | WR | ER | 0.033 | 0.033 | 0.033 | 0.033 | 0.033 | 0.033 | 0.033 | 0.033 | 0.033 | 0.033 | 0.033 | ELECTRICITY | WR | ER | 0.033 | 0.033 | 0.033 | 0.033 | 0.033 | 0.033 | 0.033 | 0.033 | 0.033 | 0.033 | 0.033
ELECTRICITY | SR | NER | 0.033 | 0.033 | 0.033 | 0.033 | 0.033 | 0.033 | 0.033 | 0.033 | 0.033 | 0.033 | 0.033 | ELECTRICITY | SR | NER | 0.033 | 0.033 | 0.033 | 0.033 | 0.033 | 0.033 | 0.033 | 0.033 | 0.033 | 0.033 | 0.033 | ELECTRICITY | SR | NER | 0.033 | 0.033 | 0.033 | 0.033 | 0.033 | 0.033 | 0.033 | 0.033 | 0.033 | 0.033 | 0.033
ELECTRICITY | ER | NR | 0.033 | 0.033 | 0.033 | 0.033 | 0.033 | 0.033 | 0.033 | 0.033 | 0.033 | 0.033 | 0.033 | ELECTRICITY | ER | NR | 0.033 | 0.033 | 0.033 | 0.033 | 0.033 | 0.033 | 0.033 | 0.033 | 0.033 | 0.033 | 0.033 | ELECTRICITY | ER | NR | 0.033 | 0.033 | 0.033 | 0.033 | 0.033 | 0.033 | 0.033 | 0.033 | 0.033 | 0.033 | 0.033
ELECTRICITY | NER | WR | 0.033 | 0.033 | 0.033 | 0.033 | 0.033 | 0.033 | 0.033 | 0.033 | 0.033 | 0.033 | 0.033 | ELECTRICITY | NER | WR | 0.033 | 0.033 | 0.033 | 0.033 | 0.033 | 0.033 | 0.033 | 0.033 | 0.033 | 0.033 | 0.033 | ELECTRICITY | NER | WR | 0.033 | 0.033 | 0.033 | 0.033 | 0.033 | 0.033 | 0.033 | 0.033 | 0.033 | 0.033 | 0.033
ELECTRICITY | NR | ER | 0.033 | 0.033 | 0.033 | 0.033 | 0.033 | 0.033 | 0.033 | 0.033 | 0.033 | 0.033 | 0.033 | ELECTRICITY | NR | ER | 0.033 | 0.033 | 0.033 | 0.033 | 0.033 | 0.033 | 0.033 | 0.033 | 0.033 | 0.033 | 0.033 | ELECTRICITY | NR | ER | 0.033 | 0.033 | 0.033 | 0.033 | 0.033 | 0.033 | 0.033 | 0.033 | 0.033 | 0.033 | 0.033
ELECTRICITY | WR | NER | 0.033 | 0.033 | 0.033 | 0.033 | 0.033 | 0.033 | 0.033 | 0.033 | 0.033 | 0.033 | 0.033 | ELECTRICITY | WR | NER | 0.033 | 0.033 | 0.033 | 0.033 | 0.033 | 0.033 | 0.033 | 0.033 | 0.033 | 0.033 | 0.033 | ELECTRICITY | WR | NER | 0.033 | 0.033 | 0.033 | 0.033 | 0.033 | 0.033 | 0.033 | 0.033 | 0.033 | 0.033 | 0.033
ELECTRICITY | SR | NR | 0.033 | 0.033 | 0.033 | 0.033 | 0.033 | 0.033 | 0.033 | 0.033 | 0.033 | 0.033 | 0.033 | ELECTRICITY | SR | NR | 0.033 | 0.033 | 0.033 | 0.033 | 0.033 | 0.033 | 0.033 | 0.033 | 0.033 | 0.033 | 0.033 | ELECTRICITY | SR | NR | 0.033 | 0.033 | 0.033 | 0.033 | 0.033 | 0.033 | 0.033 | 0.033 | 0.033 | 0.033 | 0.033
ELECTRICITY | ER | WR | 0.033 | 0.033 | 0.033 | 0.033 | 0.033 | 0.033 | 0.033 | 0.033 | 0.033 | 0.033 | 0.033 | ELECTRICITY | ER | WR | 0.033 | 0.033 | 0.033 | 0.033 | 0.033 | 0.033 | 0.033 | 0.033 | 0.033 | 0.033 | 0.033 | ELECTRICITY | ER | WR | 0.033 | 0.033 | 0.033 | 0.033 | 0.033 | 0.033 | 0.033 | 0.033 | 0.033 | 0.033 | 0.033
ELECTRICITY | NER | SR | 0.033 | 0.033 | 0.033 | 0.033 | 0.033 | 0.033 | 0.033 | 0.033 | 0.033 | 0.033 | 0.033 | ELECTRICITY | NER | SR | 0.033 | 0.033 | 0.033 | 0.033 | 0.033 | 0.033 | 0.033 | 0.033 | 0.033 | 0.033 | 0.033 | ELECTRICITY | NER | SR | 0.033 | 0.033 | 0.033 | 0.033 | 0.033 | 0.033 | 0.033 | 0.033 | 0.033 | 0.033 | 0.033
ELECTRICITY | NR | NER | 0.033 | 0.033 | 0.033 | 0.033 | 0.033 | 0.033 | 0.033 | 0.033 | 0.033 | 0.033 | 0.033 | ELECTRICITY | NR | NER | 0.033 | 0.033 | 0.033 | 0.033 | 0.033 | 0.033 | 0.033 | 0.033 | 0.033 | 0.033 | 0.033 | ELECTRICITY | NR | NER | 0.033 | 0.033 | 0.033 | 0.033 | 0.033 | 0.033 | 0.033 | 0.033 | 0.033 | 0.033 | 0.033
ELECTRICITY | WR | NR | 0.033 | 0.033 | 0.033 | 0.033 | 0.033 | 0.033 | 0.033 | 0.033 | 0.033 | 0.033 | 0.033 | ELECTRICITY | WR | NR | 0.033 | 0.033 | 0.033 | 0.033 | 0.033 | 0.033 | 0.033 | 0.033 | 0.033 | 0.033 | 0.033 | ELECTRICITY | WR | NR | 0.033 | 0.033 | 0.033 | 0.033 | 0.033 | 0.033 | 0.033 | 0.033 | 0.033 | 0.033 | 0.033
ELECTRICITY | SR | WR | 0.033 | 0.033 | 0.033 | 0.033 | 0.033 | 0.033 | 0.033 | 0.033 | 0.033 | 0.033 | 0.033 | ELECTRICITY | SR | WR | 0.033 | 0.033 | 0.033 | 0.033 | 0.033 | 0.033 | 0.033 | 0.033 | 0.033 | 0.033 | 0.033 | ELECTRICITY | SR | WR | 0.033 | 0.033 | 0.033 | 0.033 | 0.033 | 0.033 | 0.033 | 0.033 | 0.033 | 0.033 | 0.033
ELECTRICITY | ER | SR | 0.033 | 0.033 | 0.033 | 0.033 | 0.033 | 0.033 | 0.033 | 0.033 | 0.033 | 0.033 | 0.033 | ELECTRICITY | ER | SR | 0.033 | 0.033 | 0.033 | 0.033 | 0.033 | 0.033 | 0.033 | 0.033 | 0.033 | 0.033 | 0.033 | ELECTRICITY | ER | SR | 0.033 | 0.033 | 0.033 | 0.033 | 0.033 | 0.033 | 0.033 | 0.033 | 0.033 | 0.033 | 0.033
ELECTRICITY | NER | ER | 0.033 | 0.033 | 0.033 | 0.033 | 0.033 | 0.033 | 0.033 | 0.033 | 0.033 | 0.033 | 0.033 | ELECTRICITY | NER | ER | 0.033 | 0.033 | 0.033 | 0.033 | 0.033 | 0.033 | 0.033 | 0.033 | 0.033 | 0.033 | 0.033 | ELECTRICITY | NER | ER | 0.033 | 0.033 | 0.033 | 0.033 | 0.033 | 0.033 | 0.033 | 0.033 | 0.033 | 0.033 | 0.033
Transit cost (Million Rs/ GWh)
EnergyCarrier | G*Src | G*Dest | 2021 | 2022 | 2023 | 2024 | 2025 | 2026 | 2027 | 2028 | 2029 | 2030 | 2031
ELECTRICITY | NR | NR | 2.3515 | 2.3843 | 2.4177 | 2.4517 | 2.4863 | 2.5214 | 2.5571 | 2.5934 | 2.6304 | 2.6679 | 2.7061
ELECTRICITY | WR | WR | 2.3041 | 2.3362 | 2.3688 | 2.402 | 2.4357 | 2.47 | 2.5048 | 2.5403 | 2.5763 | 2.613 | 2.6502
ELECTRICITY | SR | SR | 1.7488 | 1.7716 | 1.7947 | 1.8182 | 1.8421 | 1.8664 | 1.8911 | 1.9162 | 1.9418 | 1.9678 | 1.9942
ELECTRICITY | ER | ER | 1.5515 | 1.5709 | 1.5906 | 1.6107 | 1.6311 | 1.6519 | 1.673 | 1.6945 | 1.7163 | 1.7385 | 1.761
ELECTRICITY | NER | NER | 1.8039 | 1.8275 | 1.8516 | 1.876 | 1.9009 | 1.9262 | 1.9519 | 1.9781 | 2.0047 | 2.0317 | 2.0592
ELECTRICITY | NR | WR | 0.4 | 0.41 | 0.42 | 0.43 | 0.44 | 0.45 | 0.46 | 0.47 | 0.48 | 0.49 | 0.5
ELECTRICITY | WR | SR | 0.4 | 0.41 | 0.42 | 0.43 | 0.44 | 0.45 | 0.46 | 0.47 | 0.48 | 0.49 | 0.5
ELECTRICITY | SR | ER | 0.4 | 0.41 | 0.42 | 0.43 | 0.44 | 0.45 | 0.46 | 0.47 | 0.48 | 0.49 | 0.5
ELECTRICITY | ER | NER | 0.4 | 0.41 | 0.42 | 0.43 | 0.44 | 0.45 | 0.46 | 0.47 | 0.48 | 0.49 | 0.5
ELECTRICITY | NER | NR | 0.4 | 0.41 | 0.42 | 0.43 | 0.44 | 0.45 | 0.46 | 0.47 | 0.48 | 0.49 | 0.5
ELECTRICITY | NR | SR | 0.4 | 0.41 | 0.42 | 0.43 | 0.44 | 0.45 | 0.46 | 0.47 | 0.48 | 0.49 | 0.5
ELECTRICITY | WR | ER | 0.4 | 0.41 | 0.42 | 0.43 | 0.44 | 0.45 | 0.46 | 0.47 | 0.48 | 0.49 | 0.5
ELECTRICITY | SR | NER | 0.4 | 0.41 | 0.42 | 0.43 | 0.44 | 0.45 | 0.46 | 0.47 | 0.48 | 0.49 | 0.5
ELECTRICITY | ER | NR | 0.4 | 0.41 | 0.42 | 0.43 | 0.44 | 0.45 | 0.46 | 0.47 | 0.48 | 0.49 | 0.5
ELECTRICITY | NER | WR | 0.4 | 0.41 | 0.42 | 0.43 | 0.44 | 0.45 | 0.46 | 0.47 | 0.48 | 0.49 | 0.5
ELECTRICITY | NR | ER | 0.4 | 0.41 | 0.42 | 0.43 | 0.44 | 0.45 | 0.46 | 0.47 | 0.48 | 0.49 | 0.5
ELECTRICITY | WR | NER | 0.4 | 0.41 | 0.42 | 0.43 | 0.44 | 0.45 | 0.46 | 0.47 | 0.48 | 0.49 | 0.5
ELECTRICITY | SR | NR | 0.4 | 0.41 | 0.42 | 0.43 | 0.44 | 0.45 | 0.46 | 0.47 | 0.48 | 0.49 | 0.5
ELECTRICITY | ER | WR | 0.4 | 0.41 | 0.42 | 0.43 | 0.44 | 0.45 | 0.46 | 0.47 | 0.48 | 0.49 | 0.5
ELECTRICITY | NER | SR | 0.4 | 0.41 | 0.42 | 0.43 | 0.44 | 0.45 | 0.46 | 0.47 | 0.48 | 0.49 | 0.5
ELECTRICITY | NR | NER | 0.4 | 0.41 | 0.42 | 0.43 | 0.44 | 0.45 | 0.46 | 0.47 | 0.48 | 0.49 | 0.5
ELECTRICITY | WR | NR | 0.4 | 0.41 | 0.42 | 0.43 | 0.44 | 0.45 | 0.46 | 0.47 | 0.48 | 0.49 | 0.5
ELECTRICITY | SR | WR | 0.4 | 0.41 | 0.42 | 0.43 | 0.44 | 0.45 | 0.46 | 0.47 | 0.48 | 0.49 | 0.5
ELECTRICITY | ER | SR | 0.4 | 0.41 | 0.42 | 0.43 | 0.44 | 0.45 | 0.46 | 0.47 | 0.48 | 0.49 | 0.5
ELECTRICITY | NER | ER | 0.4 | 0.41 | 0.42 | 0.43 | 0.44 | 0.45 | 0.46 | 0.47 | 0.48 | 0.49 | 0.5
Max Transit (GW)
EnergyCarrier | G*Src | G*Dest | 2021 | 2022 | 2023 | 2024 | 2025 | 2026 | 2027 | 2028 | 2029 | 2030 | 2031
ELECTRICITY | NR | NR | bar: 2021 to 2031
ELECTRICITY | WR | WR | bar: 2021 to 2031
ELECTRICITY | SR | SR | bar: 2021 to 2031
ELECTRICITY | ER | ER | bar: 2021 to 2031
ELECTRICITY | NER | NER | bar: 2021 to 2031
ELECTRICITY | NR | WR | 24.543 | 25.327 | 26.1111 | 26.8952 | 27.6792 | 28.4633 | 29.2474 | 30.0314 | 30.8155 | 31.5995 | 32.3836
ELECTRICITY | WR | SR | 10.2634 | 10.5913 | 10.9192 | 11.2471 | 11.575 | 11.9028 | 12.2307 | 12.5586 | 12.8865 | 13.2144 | 13.5422
ELECTRICITY | SR | ER | 6.1185 | 6.3139 | 6.5094 | 6.7049 | 6.9003 | 7.0958 | 7.2912 | 7.4867 | 7.6822 | 7.8776 | 8.0731
ELECTRICITY | ER | NER | 15.433 | 15.926 | 16.419 | 16.9121 | 17.4051 | 17.8981 | 18.3911 | 18.8842 | 19.3772 | 19.8702 | 20.3633
ELECTRICITY | NER | NR | 0 | 0 | 0 | 0 | 0 | 0 | 0 | 0 | 0 | 0 | 0
ELECTRICITY | NR | SR | 0 | 0 | 0 | 0 | 0 | 0 | 0 | 0 | 0 | 0 | 0
ELECTRICITY | WR | ER | 16.7441 | 17.279 | 17.8139 | 18.3488 | 18.8837 | 19.4186 | 19.9535 | 20.4885 | 21.0234 | 21.5583 | 22.0932
ELECTRICITY | SR | NER | 0 | 0 | 0 | 0 | 0 | 0 | 0 | 0 | 0 | 0 | 0
ELECTRICITY | ER | NR | 31.9481 | 32.9687 | 33.9893 | 35.01 | 36.0306 | 37.0512 | 38.0718 | 39.0925 | 40.1131 | 41.1337 | 42.1544
ELECTRICITY | NER | WR | 0 | 0 | 0 | 0 | 0 | 0 | 0 | 0 | 0 | 0 | 0
ELECTRICITY | NR | ER | 31.9481 | 32.9687 | 33.9893 | 35.01 | 36.0306 | 37.0512 | 38.0718 | 39.0925 | 40.1131 | 41.1337 | 42.1544
ELECTRICITY | WR | NER | 0 | 0 | 0 | 0 | 0 | 0 | 0 | 0 | 0 | 0 | 0
ELECTRICITY | SR | NR | 0 | 0 | 0 | 0 | 0 | 0 | 0 | 0 | 0 | 0 | 0
ELECTRICITY | ER | WR | 16.7441 | 17.279 | 17.8139 | 18.3488 | 18.8837 | 19.4186 | 19.9535 | 20.4885 | 21.0234 | 21.5583 | 22.0932
ELECTRICITY | NER | SR | 0 | 0 | 0 | 0 | 0 | 0 | 0 | 0 | 0 | 0 | 0
ELECTRICITY | NR | NER | 0 | 0 | 0 | 0 | 0 | 0 | 0 | 0 | 0 | 0 | 0
ELECTRICITY | WR | NR | 24.543 | 25.327 | 26.1111 | 26.8952 | 27.6792 | 28.4633 | 29.2474 | 30.0314 | 30.8155 | 31.5995 | 32.3836
ELECTRICITY | SR | WR | 10.2634 | 10.5913 | 10.9192 | 11.2471 | 11.575 | 11.9028 | 12.2307 | 12.5586 | 12.8865 | 13.2144 | 13.5422
ELECTRICITY | ER | SR | 6.1185 | 6.3139 | 6.5094 | 6.7049 | 6.9003 | 7.0958 | 7.2912 | 7.4867 | 7.6822 | 7.8776 | 8.0731
ELECTRICITY | NER | ER | 15.433 | 15.926 | 16.419 | 16.9121 | 17.4051 | 17.8981 | 18.3911 | 18.8842 | 19.3772 | 19.8702 | 20.3633

## BIOMASS-BIOGAS
All years
TransitLoss | 0
TransitCost | 0
MaxTransit | -1
EnergyCarrier | G*Src | G*Dest | TransitCost | TransitLoss | MaxTransit
BIOGAS | INDIA | INDIA | 0 | 0 | -1
BIOMASS | INDIA | INDIA | 0 | 0 | -1

## EC_Transfers
EnergyCarrier | ModelGeographySrc | SubGeography1Src | ModelGeographyDest | SubGeography1Dest | Year | TransitCost | TransitLoss | MaxTransit
COKING_COAL | INDIA | ER | INDIA | ER | 2021 | 797.2 | 0.002 | -1
COKING_COAL | INDIA | ER | INDIA | ER | 2022 | 797.2 | 0.002 | -1
COKING_COAL | INDIA | ER | INDIA | ER | 2023 | 797.2 | 0.002 | -1
COKING_COAL | INDIA | ER | INDIA | ER | 2024 | 797.2 | 0.002 | -1
COKING_COAL | INDIA | ER | INDIA | ER | 2025 | 797.2 | 0.002 | -1
COKING_COAL | INDIA | ER | INDIA | ER | 2026 | 797.2 | 0.002 | -1
COKING_COAL | INDIA | ER | INDIA | ER | 2027 | 797.2 | 0.002 | -1
COKING_COAL | INDIA | ER | INDIA | ER | 2028 | 797.2 | 0.002 | -1
COKING_COAL | INDIA | ER | INDIA | ER | 2029 | 797.2 | 0.002 | -1
COKING_COAL | INDIA | ER | INDIA | ER | 2030 | 797.2 | 0.002 | -1
COKING_COAL | INDIA | ER | INDIA | ER | 2031 | 797.2 | 0.002 | -1
COKING_COAL | INDIA | ER | INDIA | WR | 2021 | 2399.6 | 0.008 | -1
COKING_COAL | INDIA | ER | INDIA | WR | 2022 | 2399.6 | 0.008 | -1
COKING_COAL | INDIA | ER | INDIA | WR | 2023 | 2399.6 | 0.008 | -1
COKING_COAL | INDIA | ER | INDIA | WR | 2024 | 2399.6 | 0.008 | -1
COKING_COAL | INDIA | ER | INDIA | WR | 2025 | 2399.6 | 0.008 | -1
COKING_COAL | INDIA | ER | INDIA | WR | 2026 | 2399.6 | 0.008 | -1
COKING_COAL | INDIA | ER | INDIA | WR | 2027 | 2399.6 | 0.008 | -1
COKING_COAL | INDIA | ER | INDIA | WR | 2028 | 2399.6 | 0.008 | -1
COKING_COAL | INDIA | ER | INDIA | WR | 2029 | 2399.6 | 0.008 | -1
COKING_COAL | INDIA | ER | INDIA | WR | 2030 | 2399.6 | 0.008 | -1
COKING_COAL | INDIA | ER | INDIA | WR | 2031 | 2399.6 | 0.008 | -1
COKING_COAL | INDIA | ER | INDIA | NR | 2021 | 2497.6 | 0.008 | -1
COKING_COAL | INDIA | ER | INDIA | NR | 2022 | 2497.6 | 0.008 | -1
COKING_COAL | INDIA | ER | INDIA | NR | 2023 | 2497.6 | 0.008 | -1
COKING_COAL | INDIA | ER | INDIA | NR | 2024 | 2497.6 | 0.008 | -1
COKING_COAL | INDIA | ER | INDIA | NR | 2025 | 2497.6 | 0.008 | -1
COKING_COAL | INDIA | ER | INDIA | NR | 2026 | 2497.6 | 0.008 | -1
COKING_COAL | INDIA | ER | INDIA | NR | 2027 | 2497.6 | 0.008 | -1
COKING_COAL | INDIA | ER | INDIA | NR | 2028 | 2497.6 | 0.008 | -1
COKING_COAL | INDIA | ER | INDIA | NR | 2029 | 2497.6 | 0.008 | -1
COKING_COAL | INDIA | ER | INDIA | NR | 2030 | 2497.6 | 0.008 | -1
COKING_COAL | INDIA | ER | INDIA | NR | 2031 | 2497.6 | 0.008 | -1
COKING_COAL | INDIA | ER | INDIA | SR | 2021 | 2776.7 | 0.008 | -1
COKING_COAL | INDIA | ER | INDIA | SR | 2022 | 2776.7 | 0.008 | -1
COKING_COAL | INDIA | ER | INDIA | SR | 2023 | 2776.7 | 0.008 | -1
COKING_COAL | INDIA | ER | INDIA | SR | 2024 | 2776.7 | 0.008 | -1
COKING_COAL | INDIA | ER | INDIA | SR | 2025 | 2776.7 | 0.008 | -1
COKING_COAL | INDIA | ER | INDIA | SR | 2026 | 2776.7 | 0.008 | -1
COKING_COAL | INDIA | ER | INDIA | SR | 2027 | 2776.7 | 0.008 | -1
COKING_COAL | INDIA | ER | INDIA | SR | 2028 | 2776.7 | 0.008 | -1
COKING_COAL | INDIA | ER | INDIA | SR | 2029 | 2776.7 | 0.008 | -1
COKING_COAL | INDIA | ER | INDIA | SR | 2030 | 2776.7 | 0.008 | -1
COKING_COAL | INDIA | ER | INDIA | SR | 2031 | 2776.7 | 0.008 | -1
COKING_COAL | INDIA | ER | INDIA | NER | 2021 | 2497.6 | 0.008 | -1
COKING_COAL | INDIA | ER | INDIA | NER | 2022 | 2497.6 | 0.008 | -1
COKING_COAL | INDIA | ER | INDIA | NER | 2023 | 2497.6 | 0.008 | -1
COKING_COAL | INDIA | ER | INDIA | NER | 2024 | 2497.6 | 0.008 | -1
COKING_COAL | INDIA | ER | INDIA | NER | 2025 | 2497.6 | 0.008 | -1
COKING_COAL | INDIA | ER | INDIA | NER | 2026 | 2497.6 | 0.008 | -1
COKING_COAL | INDIA | ER | INDIA | NER | 2027 | 2497.6 | 0.008 | -1
COKING_COAL | INDIA | ER | INDIA | NER | 2028 | 2497.6 | 0.008 | -1
COKING_COAL | INDIA | ER | INDIA | NER | 2029 | 2497.6 | 0.008 | -1
COKING_COAL | INDIA | ER | INDIA | NER | 2030 | 2497.6 | 0.008 | -1
COKING_COAL | INDIA | ER | INDIA | NER | 2031 | 2497.6 | 0.008 | -1
COKING_COAL | INDIA | WR | INDIA | ER | 2021 | 2399.6 | 0.008 | -1
COKING_COAL | INDIA | WR | INDIA | ER | 2022 | 2399.6 | 0.008 | -1
COKING_COAL | INDIA | WR | INDIA | ER | 2023 | 2399.6 | 0.008 | -1
COKING_COAL | INDIA | WR | INDIA | ER | 2024 | 2399.6 | 0.008 | -1
COKING_COAL | INDIA | WR | INDIA | ER | 2025 | 2399.6 | 0.008 | -1
COKING_COAL | INDIA | WR | INDIA | ER | 2026 | 2399.6 | 0.008 | -1
COKING_COAL | INDIA | WR | INDIA | ER | 2027 | 2399.6 | 0.008 | -1
COKING_COAL | INDIA | WR | INDIA | ER | 2028 | 2399.6 | 0.008 | -1
COKING_COAL | INDIA | WR | INDIA | ER | 2029 | 2399.6 | 0.008 | -1
COKING_COAL | INDIA | WR | INDIA | ER | 2030 | 2399.6 | 0.008 | -1
COKING_COAL | INDIA | WR | INDIA | ER | 2031 | 2399.6 | 0.008 | -1
COKING_COAL | INDIA | WR | INDIA | WR | 2021 | 1054.7 | 0.002 | -1
COKING_COAL | INDIA | WR | INDIA | WR | 2022 | 1054.7 | 0.002 | -1
COKING_COAL | INDIA | WR | INDIA | WR | 2023 | 1054.7 | 0.002 | -1
COKING_COAL | INDIA | WR | INDIA | WR | 2024 | 1054.7 | 0.002 | -1
COKING_COAL | INDIA | WR | INDIA | WR | 2025 | 1054.7 | 0.002 | -1
COKING_COAL | INDIA | WR | INDIA | WR | 2026 | 1054.7 | 0.002 | -1
COKING_COAL | INDIA | WR | INDIA | WR | 2027 | 1054.7 | 0.002 | -1
COKING_COAL | INDIA | WR | INDIA | WR | 2028 | 1054.7 | 0.002 | -1
COKING_COAL | INDIA | WR | INDIA | WR | 2029 | 1054.7 | 0.002 | -1
COKING_COAL | INDIA | WR | INDIA | WR | 2030 | 1054.7 | 0.002 | -1
COKING_COAL | INDIA | WR | INDIA | WR | 2031 | 1054.7 | 0.002 | -1
COKING_COAL | INDIA | WR | INDIA | NR | 2021 | 1838.6 | 0.008 | -1
COKING_COAL | INDIA | WR | INDIA | NR | 2022 | 1838.6 | 0.008 | -1
COKING_COAL | INDIA | WR | INDIA | NR | 2023 | 1838.6 | 0.008 | -1
COKING_COAL | INDIA | WR | INDIA | NR | 2024 | 1838.6 | 0.008 | -1
COKING_COAL | INDIA | WR | INDIA | NR | 2025 | 1838.6 | 0.008 | -1
COKING_COAL | INDIA | WR | INDIA | NR | 2026 | 1838.6 | 0.008 | -1
COKING_COAL | INDIA | WR | INDIA | NR | 2027 | 1838.6 | 0.008 | -1
COKING_COAL | INDIA | WR | INDIA | NR | 2028 | 1838.6 | 0.008 | -1
COKING_COAL | INDIA | WR | INDIA | NR | 2029 | 1838.6 | 0.008 | -1
COKING_COAL | INDIA | WR | INDIA | NR | 2030 | 1838.6 | 0.008 | -1
COKING_COAL | INDIA | WR | INDIA | NR | 2031 | 1838.6 | 0.008 | -1
COKING_COAL | INDIA | WR | INDIA | SR | 2021 | 2160.3 | 0.008 | -1
COKING_COAL | INDIA | WR | INDIA | SR | 2022 | 2160.3 | 0.008 | -1
COKING_COAL | INDIA | WR | INDIA | SR | 2023 | 2160.3 | 0.008 | -1
COKING_COAL | INDIA | WR | INDIA | SR | 2024 | 2160.3 | 0.008 | -1
COKING_COAL | INDIA | WR | INDIA | SR | 2025 | 2160.3 | 0.008 | -1
COKING_COAL | INDIA | WR | INDIA | SR | 2026 | 2160.3 | 0.008 | -1
COKING_COAL | INDIA | WR | INDIA | SR | 2027 | 2160.3 | 0.008 | -1
COKING_COAL | INDIA | WR | INDIA | SR | 2028 | 2160.3 | 0.008 | -1
COKING_COAL | INDIA | WR | INDIA | SR | 2029 | 2160.3 | 0.008 | -1
COKING_COAL | INDIA | WR | INDIA | SR | 2030 | 2160.3 | 0.008 | -1
COKING_COAL | INDIA | WR | INDIA | SR | 2031 | 2160.3 | 0.008 | -1
COKING_COAL | INDIA | WR | INDIA | NER | 2021 | 3354.5 | 0.008 | -1
COKING_COAL | INDIA | WR | INDIA | NER | 2022 | 3354.5 | 0.008 | -1
COKING_COAL | INDIA | WR | INDIA | NER | 2023 | 3354.5 | 0.008 | -1
COKING_COAL | INDIA | WR | INDIA | NER | 2024 | 3354.5 | 0.008 | -1
COKING_COAL | INDIA | WR | INDIA | NER | 2025 | 3354.5 | 0.008 | -1
COKING_COAL | INDIA | WR | INDIA | NER | 2026 | 3354.5 | 0.008 | -1
COKING_COAL | INDIA | WR | INDIA | NER | 2027 | 3354.5 | 0.008 | -1
COKING_COAL | INDIA | WR | INDIA | NER | 2028 | 3354.5 | 0.008 | -1
COKING_COAL | INDIA | WR | INDIA | NER | 2029 | 3354.5 | 0.008 | -1
COKING_COAL | INDIA | WR | INDIA | NER | 2030 | 3354.5 | 0.008 | -1
COKING_COAL | INDIA | WR | INDIA | NER | 2031 | 3354.5 | 0.008 | -1
COKING_COAL | INDIA | NR | INDIA | ER | 2021 | 2497.6 | 0.008 | -1
COKING_COAL | INDIA | NR | INDIA | ER | 2022 | 2497.6 | 0.008 | -1
COKING_COAL | INDIA | NR | INDIA | ER | 2023 | 2497.6 | 0.008 | -1
COKING_COAL | INDIA | NR | INDIA | ER | 2024 | 2497.6 | 0.008 | -1
COKING_COAL | INDIA | NR | INDIA | ER | 2025 | 2497.6 | 0.008 | -1
COKING_COAL | INDIA | NR | INDIA | ER | 2026 | 2497.6 | 0.008 | -1
COKING_COAL | INDIA | NR | INDIA | ER | 2027 | 2497.6 | 0.008 | -1
COKING_COAL | INDIA | NR | INDIA | ER | 2028 | 2497.6 | 0.008 | -1
COKING_COAL | INDIA | NR | INDIA | ER | 2029 | 2497.6 | 0.008 | -1
COKING_COAL | INDIA | NR | INDIA | ER | 2030 | 2497.6 | 0.008 | -1
COKING_COAL | INDIA | NR | INDIA | ER | 2031 | 2497.6 | 0.008 | -1
COKING_COAL | INDIA | NR | INDIA | WR | 2021 | 1838.6 | 0.008 | -1
COKING_COAL | INDIA | NR | INDIA | WR | 2022 | 1838.6 | 0.008 | -1
COKING_COAL | INDIA | NR | INDIA | WR | 2023 | 1838.6 | 0.008 | -1
COKING_COAL | INDIA | NR | INDIA | WR | 2024 | 1838.6 | 0.008 | -1
COKING_COAL | INDIA | NR | INDIA | WR | 2025 | 1838.6 | 0.008 | -1
COKING_COAL | INDIA | NR | INDIA | WR | 2026 | 1838.6 | 0.008 | -1
COKING_COAL | INDIA | NR | INDIA | WR | 2027 | 1838.6 | 0.008 | -1
COKING_COAL | INDIA | NR | INDIA | WR | 2028 | 1838.6 | 0.008 | -1
COKING_COAL | INDIA | NR | INDIA | WR | 2029 | 1838.6 | 0.008 | -1
COKING_COAL | INDIA | NR | INDIA | WR | 2030 | 1838.6 | 0.008 | -1
COKING_COAL | INDIA | NR | INDIA | WR | 2031 | 1838.6 | 0.008 | -1
COKING_COAL | INDIA | NR | INDIA | NR | 2021 | 926 | 0.002 | -1
COKING_COAL | INDIA | NR | INDIA | NR | 2022 | 926 | 0.002 | -1
COKING_COAL | INDIA | NR | INDIA | NR | 2023 | 926 | 0.002 | -1
COKING_COAL | INDIA | NR | INDIA | NR | 2024 | 926 | 0.002 | -1
COKING_COAL | INDIA | NR | INDIA | NR | 2025 | 926 | 0.002 | -1
COKING_COAL | INDIA | NR | INDIA | NR | 2026 | 926 | 0.002 | -1
COKING_COAL | INDIA | NR | INDIA | NR | 2027 | 926 | 0.002 | -1
COKING_COAL | INDIA | NR | INDIA | NR | 2028 | 926 | 0.002 | -1
COKING_COAL | INDIA | NR | INDIA | NR | 2029 | 926 | 0.002 | -1
COKING_COAL | INDIA | NR | INDIA | NR | 2030 | 926 | 0.002 | -1
COKING_COAL | INDIA | NR | INDIA | NR | 2031 | 926 | 0.002 | -1
COKING_COAL | INDIA | NR | INDIA | SR | 2021 | 3029.6 | 0.008 | -1
COKING_COAL | INDIA | NR | INDIA | SR | 2022 | 3029.6 | 0.008 | -1
COKING_COAL | INDIA | NR | INDIA | SR | 2023 | 3029.6 | 0.008 | -1
COKING_COAL | INDIA | NR | INDIA | SR | 2024 | 3029.6 | 0.008 | -1
COKING_COAL | INDIA | NR | INDIA | SR | 2025 | 3029.6 | 0.008 | -1
COKING_COAL | INDIA | NR | INDIA | SR | 2026 | 3029.6 | 0.008 | -1
COKING_COAL | INDIA | NR | INDIA | SR | 2027 | 3029.6 | 0.008 | -1
COKING_COAL | INDIA | NR | INDIA | SR | 2028 | 3029.6 | 0.008 | -1
COKING_COAL | INDIA | NR | INDIA | SR | 2029 | 3029.6 | 0.008 | -1
COKING_COAL | INDIA | NR | INDIA | SR | 2030 | 3029.6 | 0.008 | -1
COKING_COAL | INDIA | NR | INDIA | SR | 2031 | 3029.6 | 0.008 | -1
COKING_COAL | INDIA | NR | INDIA | NER | 2021 | 3174 | 0.008 | -1
COKING_COAL | INDIA | NR | INDIA | NER | 2022 | 3174 | 0.008 | -1
COKING_COAL | INDIA | NR | INDIA | NER | 2023 | 3174 | 0.008 | -1
COKING_COAL | INDIA | NR | INDIA | NER | 2024 | 3174 | 0.008 | -1
COKING_COAL | INDIA | NR | INDIA | NER | 2025 | 3174 | 0.008 | -1
COKING_COAL | INDIA | NR | INDIA | NER | 2026 | 3174 | 0.008 | -1
COKING_COAL | INDIA | NR | INDIA | NER | 2027 | 3174 | 0.008 | -1
COKING_COAL | INDIA | NR | INDIA | NER | 2028 | 3174 | 0.008 | -1
COKING_COAL | INDIA | NR | INDIA | NER | 2029 | 3174 | 0.008 | -1
COKING_COAL | INDIA | NR | INDIA | NER | 2030 | 3174 | 0.008 | -1
COKING_COAL | INDIA | NR | INDIA | NER | 2031 | 3174 | 0.008 | -1
COKING_COAL | INDIA | SR | INDIA | ER | 2021 | 2776.7 | 0.008 | -1
COKING_COAL | INDIA | SR | INDIA | ER | 2022 | 2776.7 | 0.008 | -1
COKING_COAL | INDIA | SR | INDIA | ER | 2023 | 2776.7 | 0.008 | -1
COKING_COAL | INDIA | SR | INDIA | ER | 2024 | 2776.7 | 0.008 | -1
COKING_COAL | INDIA | SR | INDIA | ER | 2025 | 2776.7 | 0.008 | -1
COKING_COAL | INDIA | SR | INDIA | ER | 2026 | 2776.7 | 0.008 | -1
COKING_COAL | INDIA | SR | INDIA | ER | 2027 | 2776.7 | 0.008 | -1
COKING_COAL | INDIA | SR | INDIA | ER | 2028 | 2776.7 | 0.008 | -1
COKING_COAL | INDIA | SR | INDIA | ER | 2029 | 2776.7 | 0.008 | -1
COKING_COAL | INDIA | SR | INDIA | ER | 2030 | 2776.7 | 0.008 | -1
COKING_COAL | INDIA | SR | INDIA | ER | 2031 | 2776.7 | 0.008 | -1
COKING_COAL | INDIA | SR | INDIA | WR | 2021 | 2160.3 | 0.008 | -1
COKING_COAL | INDIA | SR | INDIA | WR | 2022 | 2160.3 | 0.008 | -1
COKING_COAL | INDIA | SR | INDIA | WR | 2023 | 2160.3 | 0.008 | -1
COKING_COAL | INDIA | SR | INDIA | WR | 2024 | 2160.3 | 0.008 | -1
COKING_COAL | INDIA | SR | INDIA | WR | 2025 | 2160.3 | 0.008 | -1
COKING_COAL | INDIA | SR | INDIA | WR | 2026 | 2160.3 | 0.008 | -1
COKING_COAL | INDIA | SR | INDIA | WR | 2027 | 2160.3 | 0.008 | -1
COKING_COAL | INDIA | SR | INDIA | WR | 2028 | 2160.3 | 0.008 | -1
COKING_COAL | INDIA | SR | INDIA | WR | 2029 | 2160.3 | 0.008 | -1
COKING_COAL | INDIA | SR | INDIA | WR | 2030 | 2160.3 | 0.008 | -1
COKING_COAL | INDIA | SR | INDIA | WR | 2031 | 2160.3 | 0.008 | -1
COKING_COAL | INDIA | SR | INDIA | NR | 2021 | 3029.6 | 0.008 | -1
COKING_COAL | INDIA | SR | INDIA | NR | 2022 | 3029.6 | 0.008 | -1
COKING_COAL | INDIA | SR | INDIA | NR | 2023 | 3029.6 | 0.008 | -1
COKING_COAL | INDIA | SR | INDIA | NR | 2024 | 3029.6 | 0.008 | -1
COKING_COAL | INDIA | SR | INDIA | NR | 2025 | 3029.6 | 0.008 | -1
COKING_COAL | INDIA | SR | INDIA | NR | 2026 | 3029.6 | 0.008 | -1
COKING_COAL | INDIA | SR | INDIA | NR | 2027 | 3029.6 | 0.008 | -1
COKING_COAL | INDIA | SR | INDIA | NR | 2028 | 3029.6 | 0.008 | -1
COKING_COAL | INDIA | SR | INDIA | NR | 2029 | 3029.6 | 0.008 | -1
COKING_COAL | INDIA | SR | INDIA | NR | 2030 | 3029.6 | 0.008 | -1
COKING_COAL | INDIA | SR | INDIA | NR | 2031 | 3029.6 | 0.008 | -1
COKING_COAL | INDIA | SR | INDIA | SR | 2021 | 926 | 0.002 | -1
COKING_COAL | INDIA | SR | INDIA | SR | 2022 | 926 | 0.002 | -1
COKING_COAL | INDIA | SR | INDIA | SR | 2023 | 926 | 0.002 | -1
COKING_COAL | INDIA | SR | INDIA | SR | 2024 | 926 | 0.002 | -1
COKING_COAL | INDIA | SR | INDIA | SR | 2025 | 926 | 0.002 | -1
COKING_COAL | INDIA | SR | INDIA | SR | 2026 | 926 | 0.002 | -1
COKING_COAL | INDIA | SR | INDIA | SR | 2027 | 926 | 0.002 | -1
COKING_COAL | INDIA | SR | INDIA | SR | 2028 | 926 | 0.002 | -1
COKING_COAL | INDIA | SR | INDIA | SR | 2029 | 926 | 0.002 | -1
COKING_COAL | INDIA | SR | INDIA | SR | 2030 | 926 | 0.002 | -1
COKING_COAL | INDIA | SR | INDIA | SR | 2031 | 926 | 0.002 | -1
COKING_COAL | INDIA | SR | INDIA | NER | 2021 | 3787.9 | 0.008 | -1
COKING_COAL | INDIA | SR | INDIA | NER | 2022 | 3787.9 | 0.008 | -1
COKING_COAL | INDIA | SR | INDIA | NER | 2023 | 3787.9 | 0.008 | -1
COKING_COAL | INDIA | SR | INDIA | NER | 2024 | 3787.9 | 0.008 | -1
COKING_COAL | INDIA | SR | INDIA | NER | 2025 | 3787.9 | 0.008 | -1
COKING_COAL | INDIA | SR | INDIA | NER | 2026 | 3787.9 | 0.008 | -1
COKING_COAL | INDIA | SR | INDIA | NER | 2027 | 3787.9 | 0.008 | -1
COKING_COAL | INDIA | SR | INDIA | NER | 2028 | 3787.9 | 0.008 | -1
COKING_COAL | INDIA | SR | INDIA | NER | 2029 | 3787.9 | 0.008 | -1
COKING_COAL | INDIA | SR | INDIA | NER | 2030 | 3787.9 | 0.008 | -1
COKING_COAL | INDIA | SR | INDIA | NER | 2031 | 3787.9 | 0.008 | -1
COKING_COAL | INDIA | NER | INDIA | ER | 2021 | 2497.6 | 0.008 | -1
COKING_COAL | INDIA | NER | INDIA | ER | 2022 | 2497.6 | 0.008 | -1
COKING_COAL | INDIA | NER | INDIA | ER | 2023 | 2497.6 | 0.008 | -1
COKING_COAL | INDIA | NER | INDIA | ER | 2024 | 2497.6 | 0.008 | -1
COKING_COAL | INDIA | NER | INDIA | ER | 2025 | 2497.6 | 0.008 | -1
COKING_COAL | INDIA | NER | INDIA | ER | 2026 | 2497.6 | 0.008 | -1
COKING_COAL | INDIA | NER | INDIA | ER | 2027 | 2497.6 | 0.008 | -1
COKING_COAL | INDIA | NER | INDIA | ER | 2028 | 2497.6 | 0.008 | -1
COKING_COAL | INDIA | NER | INDIA | ER | 2029 | 2497.6 | 0.008 | -1
COKING_COAL | INDIA | NER | INDIA | ER | 2030 | 2497.6 | 0.008 | -1
COKING_COAL | INDIA | NER | INDIA | ER | 2031 | 2497.6 | 0.008 | -1
COKING_COAL | INDIA | NER | INDIA | WR | 2021 | 3354.5 | 0.008 | -1
COKING_COAL | INDIA | NER | INDIA | WR | 2022 | 3354.5 | 0.008 | -1
COKING_COAL | INDIA | NER | INDIA | WR | 2023 | 3354.5 | 0.008 | -1
COKING_COAL | INDIA | NER | INDIA | WR | 2024 | 3354.5 | 0.008 | -1
COKING_COAL | INDIA | NER | INDIA | WR | 2025 | 3354.5 | 0.008 | -1
COKING_COAL | INDIA | NER | INDIA | WR | 2026 | 3354.5 | 0.008 | -1
COKING_COAL | INDIA | NER | INDIA | WR | 2027 | 3354.5 | 0.008 | -1
COKING_COAL | INDIA | NER | INDIA | WR | 2028 | 3354.5 | 0.008 | -1
COKING_COAL | INDIA | NER | INDIA | WR | 2029 | 3354.5 | 0.008 | -1
COKING_COAL | INDIA | NER | INDIA | WR | 2030 | 3354.5 | 0.008 | -1
COKING_COAL | INDIA | NER | INDIA | WR | 2031 | 3354.5 | 0.008 | -1
COKING_COAL | INDIA | NER | INDIA | NR | 2021 | 3174 | 0.008 | -1
COKING_COAL | INDIA | NER | INDIA | NR | 2022 | 3174 | 0.008 | -1
COKING_COAL | INDIA | NER | INDIA | NR | 2023 | 3174 | 0.008 | -1
COKING_COAL | INDIA | NER | INDIA | NR | 2024 | 3174 | 0.008 | -1
COKING_COAL | INDIA | NER | INDIA | NR | 2025 | 3174 | 0.008 | -1
COKING_COAL | INDIA | NER | INDIA | NR | 2026 | 3174 | 0.008 | -1
COKING_COAL | INDIA | NER | INDIA | NR | 2027 | 3174 | 0.008 | -1
COKING_COAL | INDIA | NER | INDIA | NR | 2028 | 3174 | 0.008 | -1
COKING_COAL | INDIA | NER | INDIA | NR | 2029 | 3174 | 0.008 | -1
COKING_COAL | INDIA | NER | INDIA | NR | 2030 | 3174 | 0.008 | -1
COKING_COAL | INDIA | NER | INDIA | NR | 2031 | 3174 | 0.008 | -1
COKING_COAL | INDIA | NER | INDIA | SR | 2021 | 3787.9 | 0.008 | -1
COKING_COAL | INDIA | NER | INDIA | SR | 2022 | 3787.9 | 0.008 | -1
COKING_COAL | INDIA | NER | INDIA | SR | 2023 | 3787.9 | 0.008 | -1
COKING_COAL | INDIA | NER | INDIA | SR | 2024 | 3787.9 | 0.008 | -1
COKING_COAL | INDIA | NER | INDIA | SR | 2025 | 3787.9 | 0.008 | -1
COKING_COAL | INDIA | NER | INDIA | SR | 2026 | 3787.9 | 0.008 | -1
COKING_COAL | INDIA | NER | INDIA | SR | 2027 | 3787.9 | 0.008 | -1
COKING_COAL | INDIA | NER | INDIA | SR | 2028 | 3787.9 | 0.008 | -1
COKING_COAL | INDIA | NER | INDIA | SR | 2029 | 3787.9 | 0.008 | -1
COKING_COAL | INDIA | NER | INDIA | SR | 2030 | 3787.9 | 0.008 | -1
COKING_COAL | INDIA | NER | INDIA | SR | 2031 | 3787.9 | 0.008 | -1
COKING_COAL | INDIA | NER | INDIA | NER | 2021 | 926 | 0.002 | -1
COKING_COAL | INDIA | NER | INDIA | NER | 2022 | 926 | 0.002 | -1
COKING_COAL | INDIA | NER | INDIA | NER | 2023 | 926 | 0.002 | -1
COKING_COAL | INDIA | NER | INDIA | NER | 2024 | 926 | 0.002 | -1
COKING_COAL | INDIA | NER | INDIA | NER | 2025 | 926 | 0.002 | -1
COKING_COAL | INDIA | NER | INDIA | NER | 2026 | 926 | 0.002 | -1
COKING_COAL | INDIA | NER | INDIA | NER | 2027 | 926 | 0.002 | -1
COKING_COAL | INDIA | NER | INDIA | NER | 2028 | 926 | 0.002 | -1
COKING_COAL | INDIA | NER | INDIA | NER | 2029 | 926 | 0.002 | -1
COKING_COAL | INDIA | NER | INDIA | NER | 2030 | 926 | 0.002 | -1
COKING_COAL | INDIA | NER | INDIA | NER | 2031 | 926 | 0.002 | -1
STEAM_COAL | INDIA | ER | INDIA | ER | 2021 | 797.2 | 0.002 | -1
STEAM_COAL | INDIA | ER | INDIA | ER | 2022 | 797.2 | 0.002 | -1
STEAM_COAL | INDIA | ER | INDIA | ER | 2023 | 797.2 | 0.002 | -1
STEAM_COAL | INDIA | ER | INDIA | ER | 2024 | 797.2 | 0.002 | -1
STEAM_COAL | INDIA | ER | INDIA | ER | 2025 | 797.2 | 0.002 | -1
STEAM_COAL | INDIA | ER | INDIA | ER | 2026 | 797.2 | 0.002 | -1
STEAM_COAL | INDIA | ER | INDIA | ER | 2027 | 797.2 | 0.002 | -1
STEAM_COAL | INDIA | ER | INDIA | ER | 2028 | 797.2 | 0.002 | -1
STEAM_COAL | INDIA | ER | INDIA | ER | 2029 | 797.2 | 0.002 | -1
STEAM_COAL | INDIA | ER | INDIA | ER | 2030 | 797.2 | 0.002 | -1
STEAM_COAL | INDIA | ER | INDIA | ER | 2031 | 797.2 | 0.002 | -1
STEAM_COAL | INDIA | ER | INDIA | WR | 2021 | 2399.6 | 0.008 | -1
STEAM_COAL | INDIA | ER | INDIA | WR | 2022 | 2399.6 | 0.008 | -1
STEAM_COAL | INDIA | ER | INDIA | WR | 2023 | 2399.6 | 0.008 | -1
STEAM_COAL | INDIA | ER | INDIA | WR | 2024 | 2399.6 | 0.008 | -1
STEAM_COAL | INDIA | ER | INDIA | WR | 2025 | 2399.6 | 0.008 | -1
STEAM_COAL | INDIA | ER | INDIA | WR | 2026 | 2399.6 | 0.008 | -1
STEAM_COAL | INDIA | ER | INDIA | WR | 2027 | 2399.6 | 0.008 | -1
STEAM_COAL | INDIA | ER | INDIA | WR | 2028 | 2399.6 | 0.008 | -1
STEAM_COAL | INDIA | ER | INDIA | WR | 2029 | 2399.6 | 0.008 | -1
STEAM_COAL | INDIA | ER | INDIA | WR | 2030 | 2399.6 | 0.008 | -1
STEAM_COAL | INDIA | ER | INDIA | WR | 2031 | 2399.6 | 0.008 | -1
STEAM_COAL | INDIA | ER | INDIA | NR | 2021 | 2497.6 | 0.008 | -1
STEAM_COAL | INDIA | ER | INDIA | NR | 2022 | 2497.6 | 0.008 | -1
STEAM_COAL | INDIA | ER | INDIA | NR | 2023 | 2497.6 | 0.008 | -1
STEAM_COAL | INDIA | ER | INDIA | NR | 2024 | 2497.6 | 0.008 | -1
STEAM_COAL | INDIA | ER | INDIA | NR | 2025 | 2497.6 | 0.008 | -1
STEAM_COAL | INDIA | ER | INDIA | NR | 2026 | 2497.6 | 0.008 | -1
STEAM_COAL | INDIA | ER | INDIA | NR | 2027 | 2497.6 | 0.008 | -1
STEAM_COAL | INDIA | ER | INDIA | NR | 2028 | 2497.6 | 0.008 | -1
STEAM_COAL | INDIA | ER | INDIA | NR | 2029 | 2497.6 | 0.008 | -1
STEAM_COAL | INDIA | ER | INDIA | NR | 2030 | 2497.6 | 0.008 | -1
STEAM_COAL | INDIA | ER | INDIA | NR | 2031 | 2497.6 | 0.008 | -1
STEAM_COAL | INDIA | ER | INDIA | SR | 2021 | 2776.7 | 0.008 | -1
STEAM_COAL | INDIA | ER | INDIA | SR | 2022 | 2776.7 | 0.008 | -1
STEAM_COAL | INDIA | ER | INDIA | SR | 2023 | 2776.7 | 0.008 | -1
STEAM_COAL | INDIA | ER | INDIA | SR | 2024 | 2776.7 | 0.008 | -1
STEAM_COAL | INDIA | ER | INDIA | SR | 2025 | 2776.7 | 0.008 | -1
STEAM_COAL | INDIA | ER | INDIA | SR | 2026 | 2776.7 | 0.008 | -1
STEAM_COAL | INDIA | ER | INDIA | SR | 2027 | 2776.7 | 0.008 | -1
STEAM_COAL | INDIA | ER | INDIA | SR | 2028 | 2776.7 | 0.008 | -1
STEAM_COAL | INDIA | ER | INDIA | SR | 2029 | 2776.7 | 0.008 | -1
STEAM_COAL | INDIA | ER | INDIA | SR | 2030 | 2776.7 | 0.008 | -1
STEAM_COAL | INDIA | ER | INDIA | SR | 2031 | 2776.7 | 0.008 | -1
STEAM_COAL | INDIA | ER | INDIA | NER | 2021 | 2497.6 | 0.008 | -1
STEAM_COAL | INDIA | ER | INDIA | NER | 2022 | 2497.6 | 0.008 | -1
STEAM_COAL | INDIA | ER | INDIA | NER | 2023 | 2497.6 | 0.008 | -1
STEAM_COAL | INDIA | ER | INDIA | NER | 2024 | 2497.6 | 0.008 | -1
STEAM_COAL | INDIA | ER | INDIA | NER | 2025 | 2497.6 | 0.008 | -1
STEAM_COAL | INDIA | ER | INDIA | NER | 2026 | 2497.6 | 0.008 | -1
STEAM_COAL | INDIA | ER | INDIA | NER | 2027 | 2497.6 | 0.008 | -1
STEAM_COAL | INDIA | ER | INDIA | NER | 2028 | 2497.6 | 0.008 | -1
STEAM_COAL | INDIA | ER | INDIA | NER | 2029 | 2497.6 | 0.008 | -1
STEAM_COAL | INDIA | ER | INDIA | NER | 2030 | 2497.6 | 0.008 | -1
STEAM_COAL | INDIA | ER | INDIA | NER | 2031 | 2497.6 | 0.008 | -1
STEAM_COAL | INDIA | WR | INDIA | ER | 2021 | 2399.6 | 0.008 | -1
STEAM_COAL | INDIA | WR | INDIA | ER | 2022 | 2399.6 | 0.008 | -1
STEAM_COAL | INDIA | WR | INDIA | ER | 2023 | 2399.6 | 0.008 | -1
STEAM_COAL | INDIA | WR | INDIA | ER | 2024 | 2399.6 | 0.008 | -1
STEAM_COAL | INDIA | WR | INDIA | ER | 2025 | 2399.6 | 0.008 | -1
STEAM_COAL | INDIA | WR | INDIA | ER | 2026 | 2399.6 | 0.008 | -1
STEAM_COAL | INDIA | WR | INDIA | ER | 2027 | 2399.6 | 0.008 | -1
STEAM_COAL | INDIA | WR | INDIA | ER | 2028 | 2399.6 | 0.008 | -1
STEAM_COAL | INDIA | WR | INDIA | ER | 2029 | 2399.6 | 0.008 | -1
STEAM_COAL | INDIA | WR | INDIA | ER | 2030 | 2399.6 | 0.008 | -1
STEAM_COAL | INDIA | WR | INDIA | ER | 2031 | 2399.6 | 0.008 | -1
STEAM_COAL | INDIA | WR | INDIA | WR | 2021 | 1054.7 | 0.002 | -1
STEAM_COAL | INDIA | WR | INDIA | WR | 2022 | 1054.7 | 0.002 | -1
STEAM_COAL | INDIA | WR | INDIA | WR | 2023 | 1054.7 | 0.002 | -1
STEAM_COAL | INDIA | WR | INDIA | WR | 2024 | 1054.7 | 0.002 | -1
STEAM_COAL | INDIA | WR | INDIA | WR | 2025 | 1054.7 | 0.002 | -1
STEAM_COAL | INDIA | WR | INDIA | WR | 2026 | 1054.7 | 0.002 | -1
STEAM_COAL | INDIA | WR | INDIA | WR | 2027 | 1054.7 | 0.002 | -1
STEAM_COAL | INDIA | WR | INDIA | WR | 2028 | 1054.7 | 0.002 | -1
STEAM_COAL | INDIA | WR | INDIA | WR | 2029 | 1054.7 | 0.002 | -1
STEAM_COAL | INDIA | WR | INDIA | WR | 2030 | 1054.7 | 0.002 | -1
STEAM_COAL | INDIA | WR | INDIA | WR | 2031 | 1054.7 | 0.002 | -1
STEAM_COAL | INDIA | WR | INDIA | NR | 2021 | 1838.6 | 0.008 | -1
STEAM_COAL | INDIA | WR | INDIA | NR | 2022 | 1838.6 | 0.008 | -1
STEAM_COAL | INDIA | WR | INDIA | NR | 2023 | 1838.6 | 0.008 | -1
STEAM_COAL | INDIA | WR | INDIA | NR | 2024 | 1838.6 | 0.008 | -1
STEAM_COAL | INDIA | WR | INDIA | NR | 2025 | 1838.6 | 0.008 | -1
STEAM_COAL | INDIA | WR | INDIA | NR | 2026 | 1838.6 | 0.008 | -1
STEAM_COAL | INDIA | WR | INDIA | NR | 2027 | 1838.6 | 0.008 | -1
STEAM_COAL | INDIA | WR | INDIA | NR | 2028 | 1838.6 | 0.008 | -1
STEAM_COAL | INDIA | WR | INDIA | NR | 2029 | 1838.6 | 0.008 | -1
STEAM_COAL | INDIA | WR | INDIA | NR | 2030 | 1838.6 | 0.008 | -1
STEAM_COAL | INDIA | WR | INDIA | NR | 2031 | 1838.6 | 0.008 | -1
STEAM_COAL | INDIA | WR | INDIA | SR | 2021 | 2160.3 | 0.008 | -1
STEAM_COAL | INDIA | WR | INDIA | SR | 2022 | 2160.3 | 0.008 | -1
STEAM_COAL | INDIA | WR | INDIA | SR | 2023 | 2160.3 | 0.008 | -1
STEAM_COAL | INDIA | WR | INDIA | SR | 2024 | 2160.3 | 0.008 | -1
STEAM_COAL | INDIA | WR | INDIA | SR | 2025 | 2160.3 | 0.008 | -1
STEAM_COAL | INDIA | WR | INDIA | SR | 2026 | 2160.3 | 0.008 | -1
STEAM_COAL | INDIA | WR | INDIA | SR | 2027 | 2160.3 | 0.008 | -1
STEAM_COAL | INDIA | WR | INDIA | SR | 2028 | 2160.3 | 0.008 | -1
STEAM_COAL | INDIA | WR | INDIA | SR | 2029 | 2160.3 | 0.008 | -1
STEAM_COAL | INDIA | WR | INDIA | SR | 2030 | 2160.3 | 0.008 | -1
STEAM_COAL | INDIA | WR | INDIA | SR | 2031 | 2160.3 | 0.008 | -1
STEAM_COAL | INDIA | WR | INDIA | NER | 2021 | 3354.5 | 0.008 | -1
STEAM_COAL | INDIA | WR | INDIA | NER | 2022 | 3354.5 | 0.008 | -1
STEAM_COAL | INDIA | WR | INDIA | NER | 2023 | 3354.5 | 0.008 | -1
STEAM_COAL | INDIA | WR | INDIA | NER | 2024 | 3354.5 | 0.008 | -1
STEAM_COAL | INDIA | WR | INDIA | NER | 2025 | 3354.5 | 0.008 | -1
STEAM_COAL | INDIA | WR | INDIA | NER | 2026 | 3354.5 | 0.008 | -1
STEAM_COAL | INDIA | WR | INDIA | NER | 2027 | 3354.5 | 0.008 | -1
STEAM_COAL | INDIA | WR | INDIA | NER | 2028 | 3354.5 | 0.008 | -1
STEAM_COAL | INDIA | WR | INDIA | NER | 2029 | 3354.5 | 0.008 | -1
STEAM_COAL | INDIA | WR | INDIA | NER | 2030 | 3354.5 | 0.008 | -1
STEAM_COAL | INDIA | WR | INDIA | NER | 2031 | 3354.5 | 0.008 | -1
STEAM_COAL | INDIA | NR | INDIA | ER | 2021 | 2497.6 | 0.008 | -1
STEAM_COAL | INDIA | NR | INDIA | ER | 2022 | 2497.6 | 0.008 | -1
STEAM_COAL | INDIA | NR | INDIA | ER | 2023 | 2497.6 | 0.008 | -1
STEAM_COAL | INDIA | NR | INDIA | ER | 2024 | 2497.6 | 0.008 | -1
STEAM_COAL | INDIA | NR | INDIA | ER | 2025 | 2497.6 | 0.008 | -1
STEAM_COAL | INDIA | NR | INDIA | ER | 2026 | 2497.6 | 0.008 | -1
STEAM_COAL | INDIA | NR | INDIA | ER | 2027 | 2497.6 | 0.008 | -1
STEAM_COAL | INDIA | NR | INDIA | ER | 2028 | 2497.6 | 0.008 | -1
STEAM_COAL | INDIA | NR | INDIA | ER | 2029 | 2497.6 | 0.008 | -1
STEAM_COAL | INDIA | NR | INDIA | ER | 2030 | 2497.6 | 0.008 | -1
STEAM_COAL | INDIA | NR | INDIA | ER | 2031 | 2497.6 | 0.008 | -1
STEAM_COAL | INDIA | NR | INDIA | WR | 2021 | 1838.6 | 0.008 | -1
STEAM_COAL | INDIA | NR | INDIA | WR | 2022 | 1838.6 | 0.008 | -1
STEAM_COAL | INDIA | NR | INDIA | WR | 2023 | 1838.6 | 0.008 | -1
STEAM_COAL | INDIA | NR | INDIA | WR | 2024 | 1838.6 | 0.008 | -1
STEAM_COAL | INDIA | NR | INDIA | WR | 2025 | 1838.6 | 0.008 | -1
STEAM_COAL | INDIA | NR | INDIA | WR | 2026 | 1838.6 | 0.008 | -1
STEAM_COAL | INDIA | NR | INDIA | WR | 2027 | 1838.6 | 0.008 | -1
STEAM_COAL | INDIA | NR | INDIA | WR | 2028 | 1838.6 | 0.008 | -1
STEAM_COAL | INDIA | NR | INDIA | WR | 2029 | 1838.6 | 0.008 | -1
STEAM_COAL | INDIA | NR | INDIA | WR | 2030 | 1838.6 | 0.008 | -1
STEAM_COAL | INDIA | NR | INDIA | WR | 2031 | 1838.6 | 0.008 | -1
STEAM_COAL | INDIA | NR | INDIA | NR | 2021 | 926 | 0.002 | -1
STEAM_COAL | INDIA | NR | INDIA | NR | 2022 | 926 | 0.002 | -1
STEAM_COAL | INDIA | NR | INDIA | NR | 2023 | 926 | 0.002 | -1
STEAM_COAL | INDIA | NR | INDIA | NR | 2024 | 926 | 0.002 | -1
STEAM_COAL | INDIA | NR | INDIA | NR | 2025 | 926 | 0.002 | -1
STEAM_COAL | INDIA | NR | INDIA | NR | 2026 | 926 | 0.002 | -1
STEAM_COAL | INDIA | NR | INDIA | NR | 2027 | 926 | 0.002 | -1
STEAM_COAL | INDIA | NR | INDIA | NR | 2028 | 926 | 0.002 | -1
STEAM_COAL | INDIA | NR | INDIA | NR | 2029 | 926 | 0.002 | -1
STEAM_COAL | INDIA | NR | INDIA | NR | 2030 | 926 | 0.002 | -1
STEAM_COAL | INDIA | NR | INDIA | NR | 2031 | 926 | 0.002 | -1
STEAM_COAL | INDIA | NR | INDIA | SR | 2021 | 3029.6 | 0.008 | -1
STEAM_COAL | INDIA | NR | INDIA | SR | 2022 | 3029.6 | 0.008 | -1
STEAM_COAL | INDIA | NR | INDIA | SR | 2023 | 3029.6 | 0.008 | -1
STEAM_COAL | INDIA | NR | INDIA | SR | 2024 | 3029.6 | 0.008 | -1
STEAM_COAL | INDIA | NR | INDIA | SR | 2025 | 3029.6 | 0.008 | -1
STEAM_COAL | INDIA | NR | INDIA | SR | 2026 | 3029.6 | 0.008 | -1
STEAM_COAL | INDIA | NR | INDIA | SR | 2027 | 3029.6 | 0.008 | -1
STEAM_COAL | INDIA | NR | INDIA | SR | 2028 | 3029.6 | 0.008 | -1
STEAM_COAL | INDIA | NR | INDIA | SR | 2029 | 3029.6 | 0.008 | -1
STEAM_COAL | INDIA | NR | INDIA | SR | 2030 | 3029.6 | 0.008 | -1
STEAM_COAL | INDIA | NR | INDIA | SR | 2031 | 3029.6 | 0.008 | -1
STEAM_COAL | INDIA | NR | INDIA | NER | 2021 | 3174 | 0.008 | -1
STEAM_COAL | INDIA | NR | INDIA | NER | 2022 | 3174 | 0.008 | -1
STEAM_COAL | INDIA | NR | INDIA | NER | 2023 | 3174 | 0.008 | -1
STEAM_COAL | INDIA | NR | INDIA | NER | 2024 | 3174 | 0.008 | -1
STEAM_COAL | INDIA | NR | INDIA | NER | 2025 | 3174 | 0.008 | -1
STEAM_COAL | INDIA | NR | INDIA | NER | 2026 | 3174 | 0.008 | -1
STEAM_COAL | INDIA | NR | INDIA | NER | 2027 | 3174 | 0.008 | -1
STEAM_COAL | INDIA | NR | INDIA | NER | 2028 | 3174 | 0.008 | -1
STEAM_COAL | INDIA | NR | INDIA | NER | 2029 | 3174 | 0.008 | -1
STEAM_COAL | INDIA | NR | INDIA | NER | 2030 | 3174 | 0.008 | -1
STEAM_COAL | INDIA | NR | INDIA | NER | 2031 | 3174 | 0.008 | -1
STEAM_COAL | INDIA | SR | INDIA | ER | 2021 | 2776.7 | 0.008 | -1
STEAM_COAL | INDIA | SR | INDIA | ER | 2022 | 2776.7 | 0.008 | -1
STEAM_COAL | INDIA | SR | INDIA | ER | 2023 | 2776.7 | 0.008 | -1
STEAM_COAL | INDIA | SR | INDIA | ER | 2024 | 2776.7 | 0.008 | -1
STEAM_COAL | INDIA | SR | INDIA | ER | 2025 | 2776.7 | 0.008 | -1
STEAM_COAL | INDIA | SR | INDIA | ER | 2026 | 2776.7 | 0.008 | -1
STEAM_COAL | INDIA | SR | INDIA | ER | 2027 | 2776.7 | 0.008 | -1
STEAM_COAL | INDIA | SR | INDIA | ER | 2028 | 2776.7 | 0.008 | -1
STEAM_COAL | INDIA | SR | INDIA | ER | 2029 | 2776.7 | 0.008 | -1
STEAM_COAL | INDIA | SR | INDIA | ER | 2030 | 2776.7 | 0.008 | -1
STEAM_COAL | INDIA | SR | INDIA | ER | 2031 | 2776.7 | 0.008 | -1
STEAM_COAL | INDIA | SR | INDIA | WR | 2021 | 2160.3 | 0.008 | -1
STEAM_COAL | INDIA | SR | INDIA | WR | 2022 | 2160.3 | 0.008 | -1
STEAM_COAL | INDIA | SR | INDIA | WR | 2023 | 2160.3 | 0.008 | -1
STEAM_COAL | INDIA | SR | INDIA | WR | 2024 | 2160.3 | 0.008 | -1
STEAM_COAL | INDIA | SR | INDIA | WR | 2025 | 2160.3 | 0.008 | -1
STEAM_COAL | INDIA | SR | INDIA | WR | 2026 | 2160.3 | 0.008 | -1
STEAM_COAL | INDIA | SR | INDIA | WR | 2027 | 2160.3 | 0.008 | -1
STEAM_COAL | INDIA | SR | INDIA | WR | 2028 | 2160.3 | 0.008 | -1
STEAM_COAL | INDIA | SR | INDIA | WR | 2029 | 2160.3 | 0.008 | -1
STEAM_COAL | INDIA | SR | INDIA | WR | 2030 | 2160.3 | 0.008 | -1
STEAM_COAL | INDIA | SR | INDIA | WR | 2031 | 2160.3 | 0.008 | -1
STEAM_COAL | INDIA | SR | INDIA | NR | 2021 | 3029.6 | 0.008 | -1
STEAM_COAL | INDIA | SR | INDIA | NR | 2022 | 3029.6 | 0.008 | -1
STEAM_COAL | INDIA | SR | INDIA | NR | 2023 | 3029.6 | 0.008 | -1
STEAM_COAL | INDIA | SR | INDIA | NR | 2024 | 3029.6 | 0.008 | -1
STEAM_COAL | INDIA | SR | INDIA | NR | 2025 | 3029.6 | 0.008 | -1
STEAM_COAL | INDIA | SR | INDIA | NR | 2026 | 3029.6 | 0.008 | -1
STEAM_COAL | INDIA | SR | INDIA | NR | 2027 | 3029.6 | 0.008 | -1
STEAM_COAL | INDIA | SR | INDIA | NR | 2028 | 3029.6 | 0.008 | -1
STEAM_COAL | INDIA | SR | INDIA | NR | 2029 | 3029.6 | 0.008 | -1
STEAM_COAL | INDIA | SR | INDIA | NR | 2030 | 3029.6 | 0.008 | -1
STEAM_COAL | INDIA | SR | INDIA | NR | 2031 | 3029.6 | 0.008 | -1
STEAM_COAL | INDIA | SR | INDIA | SR | 2021 | 926 | 0.002 | -1
STEAM_COAL | INDIA | SR | INDIA | SR | 2022 | 926 | 0.002 | -1
STEAM_COAL | INDIA | SR | INDIA | SR | 2023 | 926 | 0.002 | -1
STEAM_COAL | INDIA | SR | INDIA | SR | 2024 | 926 | 0.002 | -1
STEAM_COAL | INDIA | SR | INDIA | SR | 2025 | 926 | 0.002 | -1
STEAM_COAL | INDIA | SR | INDIA | SR | 2026 | 926 | 0.002 | -1
STEAM_COAL | INDIA | SR | INDIA | SR | 2027 | 926 | 0.002 | -1
STEAM_COAL | INDIA | SR | INDIA | SR | 2028 | 926 | 0.002 | -1
STEAM_COAL | INDIA | SR | INDIA | SR | 2029 | 926 | 0.002 | -1
STEAM_COAL | INDIA | SR | INDIA | SR | 2030 | 926 | 0.002 | -1
STEAM_COAL | INDIA | SR | INDIA | SR | 2031 | 926 | 0.002 | -1
STEAM_COAL | INDIA | SR | INDIA | NER | 2021 | 3787.9 | 0.008 | -1
STEAM_COAL | INDIA | SR | INDIA | NER | 2022 | 3787.9 | 0.008 | -1
STEAM_COAL | INDIA | SR | INDIA | NER | 2023 | 3787.9 | 0.008 | -1
STEAM_COAL | INDIA | SR | INDIA | NER | 2024 | 3787.9 | 0.008 | -1
STEAM_COAL | INDIA | SR | INDIA | NER | 2025 | 3787.9 | 0.008 | -1
STEAM_COAL | INDIA | SR | INDIA | NER | 2026 | 3787.9 | 0.008 | -1
STEAM_COAL | INDIA | SR | INDIA | NER | 2027 | 3787.9 | 0.008 | -1
STEAM_COAL | INDIA | SR | INDIA | NER | 2028 | 3787.9 | 0.008 | -1
STEAM_COAL | INDIA | SR | INDIA | NER | 2029 | 3787.9 | 0.008 | -1
STEAM_COAL | INDIA | SR | INDIA | NER | 2030 | 3787.9 | 0.008 | -1
STEAM_COAL | INDIA | SR | INDIA | NER | 2031 | 3787.9 | 0.008 | -1
STEAM_COAL | INDIA | NER | INDIA | ER | 2021 | 2497.6 | 0.008 | -1
STEAM_COAL | INDIA | NER | INDIA | ER | 2022 | 2497.6 | 0.008 | -1
STEAM_COAL | INDIA | NER | INDIA | ER | 2023 | 2497.6 | 0.008 | -1
STEAM_COAL | INDIA | NER | INDIA | ER | 2024 | 2497.6 | 0.008 | -1
STEAM_COAL | INDIA | NER | INDIA | ER | 2025 | 2497.6 | 0.008 | -1
STEAM_COAL | INDIA | NER | INDIA | ER | 2026 | 2497.6 | 0.008 | -1
STEAM_COAL | INDIA | NER | INDIA | ER | 2027 | 2497.6 | 0.008 | -1
STEAM_COAL | INDIA | NER | INDIA | ER | 2028 | 2497.6 | 0.008 | -1
STEAM_COAL | INDIA | NER | INDIA | ER | 2029 | 2497.6 | 0.008 | -1
STEAM_COAL | INDIA | NER | INDIA | ER | 2030 | 2497.6 | 0.008 | -1
STEAM_COAL | INDIA | NER | INDIA | ER | 2031 | 2497.6 | 0.008 | -1
STEAM_COAL | INDIA | NER | INDIA | WR | 2021 | 3354.5 | 0.008 | -1
STEAM_COAL | INDIA | NER | INDIA | WR | 2022 | 3354.5 | 0.008 | -1
STEAM_COAL | INDIA | NER | INDIA | WR | 2023 | 3354.5 | 0.008 | -1
STEAM_COAL | INDIA | NER | INDIA | WR | 2024 | 3354.5 | 0.008 | -1
STEAM_COAL | INDIA | NER | INDIA | WR | 2025 | 3354.5 | 0.008 | -1
STEAM_COAL | INDIA | NER | INDIA | WR | 2026 | 3354.5 | 0.008 | -1
STEAM_COAL | INDIA | NER | INDIA | WR | 2027 | 3354.5 | 0.008 | -1
STEAM_COAL | INDIA | NER | INDIA | WR | 2028 | 3354.5 | 0.008 | -1
STEAM_COAL | INDIA | NER | INDIA | WR | 2029 | 3354.5 | 0.008 | -1
STEAM_COAL | INDIA | NER | INDIA | WR | 2030 | 3354.5 | 0.008 | -1
STEAM_COAL | INDIA | NER | INDIA | WR | 2031 | 3354.5 | 0.008 | -1
STEAM_COAL | INDIA | NER | INDIA | NR | 2021 | 3174 | 0.008 | -1
STEAM_COAL | INDIA | NER | INDIA | NR | 2022 | 3174 | 0.008 | -1
STEAM_COAL | INDIA | NER | INDIA | NR | 2023 | 3174 | 0.008 | -1
STEAM_COAL | INDIA | NER | INDIA | NR | 2024 | 3174 | 0.008 | -1
STEAM_COAL | INDIA | NER | INDIA | NR | 2025 | 3174 | 0.008 | -1
STEAM_COAL | INDIA | NER | INDIA | NR | 2026 | 3174 | 0.008 | -1
STEAM_COAL | INDIA | NER | INDIA | NR | 2027 | 3174 | 0.008 | -1
STEAM_COAL | INDIA | NER | INDIA | NR | 2028 | 3174 | 0.008 | -1
STEAM_COAL | INDIA | NER | INDIA | NR | 2029 | 3174 | 0.008 | -1
STEAM_COAL | INDIA | NER | INDIA | NR | 2030 | 3174 | 0.008 | -1
STEAM_COAL | INDIA | NER | INDIA | NR | 2031 | 3174 | 0.008 | -1
STEAM_COAL | INDIA | NER | INDIA | SR | 2021 | 3787.9 | 0.008 | -1
STEAM_COAL | INDIA | NER | INDIA | SR | 2022 | 3787.9 | 0.008 | -1
STEAM_COAL | INDIA | NER | INDIA | SR | 2023 | 3787.9 | 0.008 | -1
STEAM_COAL | INDIA | NER | INDIA | SR | 2024 | 3787.9 | 0.008 | -1
STEAM_COAL | INDIA | NER | INDIA | SR | 2025 | 3787.9 | 0.008 | -1
STEAM_COAL | INDIA | NER | INDIA | SR | 2026 | 3787.9 | 0.008 | -1
STEAM_COAL | INDIA | NER | INDIA | SR | 2027 | 3787.9 | 0.008 | -1
STEAM_COAL | INDIA | NER | INDIA | SR | 2028 | 3787.9 | 0.008 | -1
STEAM_COAL | INDIA | NER | INDIA | SR | 2029 | 3787.9 | 0.008 | -1
STEAM_COAL | INDIA | NER | INDIA | SR | 2030 | 3787.9 | 0.008 | -1
STEAM_COAL | INDIA | NER | INDIA | SR | 2031 | 3787.9 | 0.008 | -1
STEAM_COAL | INDIA | NER | INDIA | NER | 2021 | 926 | 0.002 | -1
STEAM_COAL | INDIA | NER | INDIA | NER | 2022 | 926 | 0.002 | -1
STEAM_COAL | INDIA | NER | INDIA | NER | 2023 | 926 | 0.002 | -1
STEAM_COAL | INDIA | NER | INDIA | NER | 2024 | 926 | 0.002 | -1
STEAM_COAL | INDIA | NER | INDIA | NER | 2025 | 926 | 0.002 | -1
STEAM_COAL | INDIA | NER | INDIA | NER | 2026 | 926 | 0.002 | -1
STEAM_COAL | INDIA | NER | INDIA | NER | 2027 | 926 | 0.002 | -1
STEAM_COAL | INDIA | NER | INDIA | NER | 2028 | 926 | 0.002 | -1
STEAM_COAL | INDIA | NER | INDIA | NER | 2029 | 926 | 0.002 | -1
STEAM_COAL | INDIA | NER | INDIA | NER | 2030 | 926 | 0.002 | -1
STEAM_COAL | INDIA | NER | INDIA | NER | 2031 | 926 | 0.002 | -1
ELECTRICITY | INDIA | NR | INDIA | NR | 2021 | 2.3515 | 0.19178 | -1
ELECTRICITY | INDIA | NR | INDIA | NR | 2022 | 2.3843 | 0.18589 | -1
ELECTRICITY | INDIA | NR | INDIA | NR | 2023 | 2.4177 | 0.18021 | -1
ELECTRICITY | INDIA | NR | INDIA | NR | 2024 | 2.4517 | 0.17543 | -1
ELECTRICITY | INDIA | NR | INDIA | NR | 2025 | 2.4863 | 0.17109 | -1
ELECTRICITY | INDIA | NR | INDIA | NR | 2026 | 2.5214 | 0.1669 | -1
ELECTRICITY | INDIA | NR | INDIA | NR | 2027 | 2.5571 | 0.16283 | -1
ELECTRICITY | INDIA | NR | INDIA | NR | 2028 | 2.5934 | 0.1589 | -1
ELECTRICITY | INDIA | NR | INDIA | NR | 2029 | 2.6304 | 0.1551 | -1
ELECTRICITY | INDIA | NR | INDIA | NR | 2030 | 2.6679 | 0.15141 | -1
ELECTRICITY | INDIA | NR | INDIA | NR | 2031 | 2.7061 | 0.14784 | -1
ELECTRICITY | INDIA | WR | INDIA | WR | 2021 | 2.3041 | 0.20042 | -1
ELECTRICITY | INDIA | WR | INDIA | WR | 2022 | 2.3362 | 0.19469 | -1
ELECTRICITY | INDIA | WR | INDIA | WR | 2023 | 2.3688 | 0.18914 | -1
ELECTRICITY | INDIA | WR | INDIA | WR | 2024 | 2.402 | 0.18376 | -1
ELECTRICITY | INDIA | WR | INDIA | WR | 2025 | 2.4357 | 0.17854 | -1
ELECTRICITY | INDIA | WR | INDIA | WR | 2026 | 2.47 | 0.17348 | -1
ELECTRICITY | INDIA | WR | INDIA | WR | 2027 | 2.5048 | 0.16858 | -1
ELECTRICITY | INDIA | WR | INDIA | WR | 2028 | 2.5403 | 0.16382 | -1
ELECTRICITY | INDIA | WR | INDIA | WR | 2029 | 2.5763 | 0.1592 | -1
ELECTRICITY | INDIA | WR | INDIA | WR | 2030 | 2.613 | 0.15473 | -1
ELECTRICITY | INDIA | WR | INDIA | WR | 2031 | 2.6502 | 0.15039 | -1
ELECTRICITY | INDIA | SR | INDIA | SR | 2021 | 1.7488 | 0.16078 | -1
ELECTRICITY | INDIA | SR | INDIA | SR | 2022 | 1.7716 | 0.15828 | -1
ELECTRICITY | INDIA | SR | INDIA | SR | 2023 | 1.7947 | 0.15587 | -1
ELECTRICITY | INDIA | SR | INDIA | SR | 2024 | 1.8182 | 0.15354 | -1
ELECTRICITY | INDIA | SR | INDIA | SR | 2025 | 1.8421 | 0.15129 | -1
ELECTRICITY | INDIA | SR | INDIA | SR | 2026 | 1.8664 | 0.15026 | -1
ELECTRICITY | INDIA | SR | INDIA | SR | 2027 | 1.8911 | 0.1493 | -1
ELECTRICITY | INDIA | SR | INDIA | SR | 2028 | 1.9162 | 0.14835 | -1
ELECTRICITY | INDIA | SR | INDIA | SR | 2029 | 1.9418 | 0.14742 | -1
ELECTRICITY | INDIA | SR | INDIA | SR | 2030 | 1.9678 | 0.1465 | -1
ELECTRICITY | INDIA | SR | INDIA | SR | 2031 | 1.9942 | 0.14578 | -1
ELECTRICITY | INDIA | ER | INDIA | ER | 2021 | 1.5515 | 0.23357 | -1
ELECTRICITY | INDIA | ER | INDIA | ER | 2022 | 1.5709 | 0.22813 | -1
ELECTRICITY | INDIA | ER | INDIA | ER | 2023 | 1.5906 | 0.22282 | -1
ELECTRICITY | INDIA | ER | INDIA | ER | 2024 | 1.6107 | 0.21763 | -1
ELECTRICITY | INDIA | ER | INDIA | ER | 2025 | 1.6311 | 0.21256 | -1
ELECTRICITY | INDIA | ER | INDIA | ER | 2026 | 1.6519 | 0.20761 | -1
ELECTRICITY | INDIA | ER | INDIA | ER | 2027 | 1.673 | 0.20278 | -1
ELECTRICITY | INDIA | ER | INDIA | ER | 2028 | 1.6945 | 0.19806 | -1
ELECTRICITY | INDIA | ER | INDIA | ER | 2029 | 1.7163 | 0.19344 | -1
ELECTRICITY | INDIA | ER | INDIA | ER | 2030 | 1.7385 | 0.18894 | -1
ELECTRICITY | INDIA | ER | INDIA | ER | 2031 | 1.761 | 0.18453 | -1
ELECTRICITY | INDIA | NER | INDIA | NER | 2021 | 1.8039 | 0.26624 | -1
ELECTRICITY | INDIA | NER | INDIA | NER | 2022 | 1.8275 | 0.25861 | -1
ELECTRICITY | INDIA | NER | INDIA | NER | 2023 | 1.8516 | 0.25123 | -1
ELECTRICITY | INDIA | NER | INDIA | NER | 2024 | 1.876 | 0.24409 | -1
ELECTRICITY | INDIA | NER | INDIA | NER | 2025 | 1.9009 | 0.23717 | -1
ELECTRICITY | INDIA | NER | INDIA | NER | 2026 | 1.9262 | 0.23046 | -1
ELECTRICITY | INDIA | NER | INDIA | NER | 2027 | 1.9519 | 0.22397 | -1
ELECTRICITY | INDIA | NER | INDIA | NER | 2028 | 1.9781 | 0.21769 | -1
ELECTRICITY | INDIA | NER | INDIA | NER | 2029 | 2.0047 | 0.2116 | -1
ELECTRICITY | INDIA | NER | INDIA | NER | 2030 | 2.0317 | 0.2057 | -1
ELECTRICITY | INDIA | NER | INDIA | NER | 2031 | 2.0592 | 0.19998 | -1
ELECTRICITY | INDIA | NR | INDIA | WR | 2021 | 0.4 | 0.033 | 24.543
ELECTRICITY | INDIA | NR | INDIA | WR | 2022 | 0.41 | 0.033 | 25.327
ELECTRICITY | INDIA | NR | INDIA | WR | 2023 | 0.42 | 0.033 | 26.1111
ELECTRICITY | INDIA | NR | INDIA | WR | 2024 | 0.43 | 0.033 | 26.8952
ELECTRICITY | INDIA | NR | INDIA | WR | 2025 | 0.44 | 0.033 | 27.6792
ELECTRICITY | INDIA | NR | INDIA | WR | 2026 | 0.45 | 0.033 | 28.4633
ELECTRICITY | INDIA | NR | INDIA | WR | 2027 | 0.46 | 0.033 | 29.2474
ELECTRICITY | INDIA | NR | INDIA | WR | 2028 | 0.47 | 0.033 | 30.0314
ELECTRICITY | INDIA | NR | INDIA | WR | 2029 | 0.48 | 0.033 | 30.8155
ELECTRICITY | INDIA | NR | INDIA | WR | 2030 | 0.49 | 0.033 | 31.5995
ELECTRICITY | INDIA | NR | INDIA | WR | 2031 | 0.5 | 0.033 | 32.3836
ELECTRICITY | INDIA | WR | INDIA | SR | 2021 | 0.4 | 0.033 | 10.2634
ELECTRICITY | INDIA | WR | INDIA | SR | 2022 | 0.41 | 0.033 | 10.5913
ELECTRICITY | INDIA | WR | INDIA | SR | 2023 | 0.42 | 0.033 | 10.9192
ELECTRICITY | INDIA | WR | INDIA | SR | 2024 | 0.43 | 0.033 | 11.2471
ELECTRICITY | INDIA | WR | INDIA | SR | 2025 | 0.44 | 0.033 | 11.575
ELECTRICITY | INDIA | WR | INDIA | SR | 2026 | 0.45 | 0.033 | 11.9028
ELECTRICITY | INDIA | WR | INDIA | SR | 2027 | 0.46 | 0.033 | 12.2307
ELECTRICITY | INDIA | WR | INDIA | SR | 2028 | 0.47 | 0.033 | 12.5586
ELECTRICITY | INDIA | WR | INDIA | SR | 2029 | 0.48 | 0.033 | 12.8865
ELECTRICITY | INDIA | WR | INDIA | SR | 2030 | 0.49 | 0.033 | 13.2144
ELECTRICITY | INDIA | WR | INDIA | SR | 2031 | 0.5 | 0.033 | 13.5422
ELECTRICITY | INDIA | SR | INDIA | ER | 2021 | 0.4 | 0.033 | 6.1185
ELECTRICITY | INDIA | SR | INDIA | ER | 2022 | 0.41 | 0.033 | 6.3139
ELECTRICITY | INDIA | SR | INDIA | ER | 2023 | 0.42 | 0.033 | 6.5094
ELECTRICITY | INDIA | SR | INDIA | ER | 2024 | 0.43 | 0.033 | 6.7049
ELECTRICITY | INDIA | SR | INDIA | ER | 2025 | 0.44 | 0.033 | 6.9003
ELECTRICITY | INDIA | SR | INDIA | ER | 2026 | 0.45 | 0.033 | 7.0958
ELECTRICITY | INDIA | SR | INDIA | ER | 2027 | 0.46 | 0.033 | 7.2912
ELECTRICITY | INDIA | SR | INDIA | ER | 2028 | 0.47 | 0.033 | 7.4867
ELECTRICITY | INDIA | SR | INDIA | ER | 2029 | 0.48 | 0.033 | 7.6822
ELECTRICITY | INDIA | SR | INDIA | ER | 2030 | 0.49 | 0.033 | 7.8776
ELECTRICITY | INDIA | SR | INDIA | ER | 2031 | 0.5 | 0.033 | 8.0731
ELECTRICITY | INDIA | ER | INDIA | NER | 2021 | 0.4 | 0.033 | 15.433
ELECTRICITY | INDIA | ER | INDIA | NER | 2022 | 0.41 | 0.033 | 15.926
ELECTRICITY | INDIA | ER | INDIA | NER | 2023 | 0.42 | 0.033 | 16.419
ELECTRICITY | INDIA | ER | INDIA | NER | 2024 | 0.43 | 0.033 | 16.9121
ELECTRICITY | INDIA | ER | INDIA | NER | 2025 | 0.44 | 0.033 | 17.4051
ELECTRICITY | INDIA | ER | INDIA | NER | 2026 | 0.45 | 0.033 | 17.8981
ELECTRICITY | INDIA | ER | INDIA | NER | 2027 | 0.46 | 0.033 | 18.3911
ELECTRICITY | INDIA | ER | INDIA | NER | 2028 | 0.47 | 0.033 | 18.8842
ELECTRICITY | INDIA | ER | INDIA | NER | 2029 | 0.48 | 0.033 | 19.3772
ELECTRICITY | INDIA | ER | INDIA | NER | 2030 | 0.49 | 0.033 | 19.8702
ELECTRICITY | INDIA | ER | INDIA | NER | 2031 | 0.5 | 0.033 | 20.3633
ELECTRICITY | INDIA | NER | INDIA | NR | 2021 | 0.4 | 0.033 | 0
ELECTRICITY | INDIA | NER | INDIA | NR | 2022 | 0.41 | 0.033 | 0
ELECTRICITY | INDIA | NER | INDIA | NR | 2023 | 0.42 | 0.033 | 0
ELECTRICITY | INDIA | NER | INDIA | NR | 2024 | 0.43 | 0.033 | 0
ELECTRICITY | INDIA | NER | INDIA | NR | 2025 | 0.44 | 0.033 | 0
ELECTRICITY | INDIA | NER | INDIA | NR | 2026 | 0.45 | 0.033 | 0
ELECTRICITY | INDIA | NER | INDIA | NR | 2027 | 0.46 | 0.033 | 0
ELECTRICITY | INDIA | NER | INDIA | NR | 2028 | 0.47 | 0.033 | 0
ELECTRICITY | INDIA | NER | INDIA | NR | 2029 | 0.48 | 0.033 | 0
ELECTRICITY | INDIA | NER | INDIA | NR | 2030 | 0.49 | 0.033 | 0
ELECTRICITY | INDIA | NER | INDIA | NR | 2031 | 0.5 | 0.033 | 0
ELECTRICITY | INDIA | NR | INDIA | SR | 2021 | 0.4 | 0.033 | 0
ELECTRICITY | INDIA | NR | INDIA | SR | 2022 | 0.41 | 0.033 | 0
ELECTRICITY | INDIA | NR | INDIA | SR | 2023 | 0.42 | 0.033 | 0
ELECTRICITY | INDIA | NR | INDIA | SR | 2024 | 0.43 | 0.033 | 0
ELECTRICITY | INDIA | NR | INDIA | SR | 2025 | 0.44 | 0.033 | 0
ELECTRICITY | INDIA | NR | INDIA | SR | 2026 | 0.45 | 0.033 | 0
ELECTRICITY | INDIA | NR | INDIA | SR | 2027 | 0.46 | 0.033 | 0
ELECTRICITY | INDIA | NR | INDIA | SR | 2028 | 0.47 | 0.033 | 0
ELECTRICITY | INDIA | NR | INDIA | SR | 2029 | 0.48 | 0.033 | 0
ELECTRICITY | INDIA | NR | INDIA | SR | 2030 | 0.49 | 0.033 | 0
ELECTRICITY | INDIA | NR | INDIA | SR | 2031 | 0.5 | 0.033 | 0
ELECTRICITY | INDIA | WR | INDIA | ER | 2021 | 0.4 | 0.033 | 16.7441
ELECTRICITY | INDIA | WR | INDIA | ER | 2022 | 0.41 | 0.033 | 17.279
ELECTRICITY | INDIA | WR | INDIA | ER | 2023 | 0.42 | 0.033 | 17.8139
ELECTRICITY | INDIA | WR | INDIA | ER | 2024 | 0.43 | 0.033 | 18.3488
ELECTRICITY | INDIA | WR | INDIA | ER | 2025 | 0.44 | 0.033 | 18.8837
ELECTRICITY | INDIA | WR | INDIA | ER | 2026 | 0.45 | 0.033 | 19.4186
ELECTRICITY | INDIA | WR | INDIA | ER | 2027 | 0.46 | 0.033 | 19.9535
ELECTRICITY | INDIA | WR | INDIA | ER | 2028 | 0.47 | 0.033 | 20.4885
ELECTRICITY | INDIA | WR | INDIA | ER | 2029 | 0.48 | 0.033 | 21.0234
ELECTRICITY | INDIA | WR | INDIA | ER | 2030 | 0.49 | 0.033 | 21.5583
ELECTRICITY | INDIA | WR | INDIA | ER | 2031 | 0.5 | 0.033 | 22.0932
ELECTRICITY | INDIA | SR | INDIA | NER | 2021 | 0.4 | 0.033 | 0
ELECTRICITY | INDIA | SR | INDIA | NER | 2022 | 0.41 | 0.033 | 0
ELECTRICITY | INDIA | SR | INDIA | NER | 2023 | 0.42 | 0.033 | 0
ELECTRICITY | INDIA | SR | INDIA | NER | 2024 | 0.43 | 0.033 | 0
ELECTRICITY | INDIA | SR | INDIA | NER | 2025 | 0.44 | 0.033 | 0
ELECTRICITY | INDIA | SR | INDIA | NER | 2026 | 0.45 | 0.033 | 0
ELECTRICITY | INDIA | SR | INDIA | NER | 2027 | 0.46 | 0.033 | 0
ELECTRICITY | INDIA | SR | INDIA | NER | 2028 | 0.47 | 0.033 | 0
ELECTRICITY | INDIA | SR | INDIA | NER | 2029 | 0.48 | 0.033 | 0
ELECTRICITY | INDIA | SR | INDIA | NER | 2030 | 0.49 | 0.033 | 0
ELECTRICITY | INDIA | SR | INDIA | NER | 2031 | 0.5 | 0.033 | 0
ELECTRICITY | INDIA | ER | INDIA | NR | 2021 | 0.4 | 0.033 | 31.9481
ELECTRICITY | INDIA | ER | INDIA | NR | 2022 | 0.41 | 0.033 | 32.9687
ELECTRICITY | INDIA | ER | INDIA | NR | 2023 | 0.42 | 0.033 | 33.9893
ELECTRICITY | INDIA | ER | INDIA | NR | 2024 | 0.43 | 0.033 | 35.01
ELECTRICITY | INDIA | ER | INDIA | NR | 2025 | 0.44 | 0.033 | 36.0306
ELECTRICITY | INDIA | ER | INDIA | NR | 2026 | 0.45 | 0.033 | 37.0512
ELECTRICITY | INDIA | ER | INDIA | NR | 2027 | 0.46 | 0.033 | 38.0718
ELECTRICITY | INDIA | ER | INDIA | NR | 2028 | 0.47 | 0.033 | 39.0925
ELECTRICITY | INDIA | ER | INDIA | NR | 2029 | 0.48 | 0.033 | 40.1131
ELECTRICITY | INDIA | ER | INDIA | NR | 2030 | 0.49 | 0.033 | 41.1337
ELECTRICITY | INDIA | ER | INDIA | NR | 2031 | 0.5 | 0.033 | 42.1544
ELECTRICITY | INDIA | NER | INDIA | WR | 2021 | 0.4 | 0.033 | 0
ELECTRICITY | INDIA | NER | INDIA | WR | 2022 | 0.41 | 0.033 | 0
ELECTRICITY | INDIA | NER | INDIA | WR | 2023 | 0.42 | 0.033 | 0
ELECTRICITY | INDIA | NER | INDIA | WR | 2024 | 0.43 | 0.033 | 0
ELECTRICITY | INDIA | NER | INDIA | WR | 2025 | 0.44 | 0.033 | 0
ELECTRICITY | INDIA | NER | INDIA | WR | 2026 | 0.45 | 0.033 | 0
ELECTRICITY | INDIA | NER | INDIA | WR | 2027 | 0.46 | 0.033 | 0
ELECTRICITY | INDIA | NER | INDIA | WR | 2028 | 0.47 | 0.033 | 0
ELECTRICITY | INDIA | NER | INDIA | WR | 2029 | 0.48 | 0.033 | 0
ELECTRICITY | INDIA | NER | INDIA | WR | 2030 | 0.49 | 0.033 | 0
ELECTRICITY | INDIA | NER | INDIA | WR | 2031 | 0.5 | 0.033 | 0
ELECTRICITY | INDIA | NR | INDIA | ER | 2021 | 0.4 | 0.033 | 31.9481
ELECTRICITY | INDIA | NR | INDIA | ER | 2022 | 0.41 | 0.033 | 32.9687
ELECTRICITY | INDIA | NR | INDIA | ER | 2023 | 0.42 | 0.033 | 33.9893
ELECTRICITY | INDIA | NR | INDIA | ER | 2024 | 0.43 | 0.033 | 35.01
ELECTRICITY | INDIA | NR | INDIA | ER | 2025 | 0.44 | 0.033 | 36.0306
ELECTRICITY | INDIA | NR | INDIA | ER | 2026 | 0.45 | 0.033 | 37.0512
ELECTRICITY | INDIA | NR | INDIA | ER | 2027 | 0.46 | 0.033 | 38.0718
ELECTRICITY | INDIA | NR | INDIA | ER | 2028 | 0.47 | 0.033 | 39.0925
ELECTRICITY | INDIA | NR | INDIA | ER | 2029 | 0.48 | 0.033 | 40.1131
ELECTRICITY | INDIA | NR | INDIA | ER | 2030 | 0.49 | 0.033 | 41.1337
ELECTRICITY | INDIA | NR | INDIA | ER | 2031 | 0.5 | 0.033 | 42.1544
ELECTRICITY | INDIA | WR | INDIA | NER | 2021 | 0.4 | 0.033 | 0
ELECTRICITY | INDIA | WR | INDIA | NER | 2022 | 0.41 | 0.033 | 0
ELECTRICITY | INDIA | WR | INDIA | NER | 2023 | 0.42 | 0.033 | 0
ELECTRICITY | INDIA | WR | INDIA | NER | 2024 | 0.43 | 0.033 | 0
ELECTRICITY | INDIA | WR | INDIA | NER | 2025 | 0.44 | 0.033 | 0
ELECTRICITY | INDIA | WR | INDIA | NER | 2026 | 0.45 | 0.033 | 0
ELECTRICITY | INDIA | WR | INDIA | NER | 2027 | 0.46 | 0.033 | 0
ELECTRICITY | INDIA | WR | INDIA | NER | 2028 | 0.47 | 0.033 | 0
ELECTRICITY | INDIA | WR | INDIA | NER | 2029 | 0.48 | 0.033 | 0
ELECTRICITY | INDIA | WR | INDIA | NER | 2030 | 0.49 | 0.033 | 0
ELECTRICITY | INDIA | WR | INDIA | NER | 2031 | 0.5 | 0.033 | 0
ELECTRICITY | INDIA | SR | INDIA | NR | 2021 | 0.4 | 0.033 | 0
ELECTRICITY | INDIA | SR | INDIA | NR | 2022 | 0.41 | 0.033 | 0
ELECTRICITY | INDIA | SR | INDIA | NR | 2023 | 0.42 | 0.033 | 0
ELECTRICITY | INDIA | SR | INDIA | NR | 2024 | 0.43 | 0.033 | 0
ELECTRICITY | INDIA | SR | INDIA | NR | 2025 | 0.44 | 0.033 | 0
ELECTRICITY | INDIA | SR | INDIA | NR | 2026 | 0.45 | 0.033 | 0
ELECTRICITY | INDIA | SR | INDIA | NR | 2027 | 0.46 | 0.033 | 0
ELECTRICITY | INDIA | SR | INDIA | NR | 2028 | 0.47 | 0.033 | 0
ELECTRICITY | INDIA | SR | INDIA | NR | 2029 | 0.48 | 0.033 | 0
ELECTRICITY | INDIA | SR | INDIA | NR | 2030 | 0.49 | 0.033 | 0
ELECTRICITY | INDIA | SR | INDIA | NR | 2031 | 0.5 | 0.033 | 0
ELECTRICITY | INDIA | ER | INDIA | WR | 2021 | 0.4 | 0.033 | 16.7441
ELECTRICITY | INDIA | ER | INDIA | WR | 2022 | 0.41 | 0.033 | 17.279
ELECTRICITY | INDIA | ER | INDIA | WR | 2023 | 0.42 | 0.033 | 17.8139
ELECTRICITY | INDIA | ER | INDIA | WR | 2024 | 0.43 | 0.033 | 18.3488
ELECTRICITY | INDIA | ER | INDIA | WR | 2025 | 0.44 | 0.033 | 18.8837
ELECTRICITY | INDIA | ER | INDIA | WR | 2026 | 0.45 | 0.033 | 19.4186
ELECTRICITY | INDIA | ER | INDIA | WR | 2027 | 0.46 | 0.033 | 19.9535
ELECTRICITY | INDIA | ER | INDIA | WR | 2028 | 0.47 | 0.033 | 20.4885
ELECTRICITY | INDIA | ER | INDIA | WR | 2029 | 0.48 | 0.033 | 21.0234
ELECTRICITY | INDIA | ER | INDIA | WR | 2030 | 0.49 | 0.033 | 21.5583
ELECTRICITY | INDIA | ER | INDIA | WR | 2031 | 0.5 | 0.033 | 22.0932
ELECTRICITY | INDIA | NER | INDIA | SR | 2021 | 0.4 | 0.033 | 0
ELECTRICITY | INDIA | NER | INDIA | SR | 2022 | 0.41 | 0.033 | 0
ELECTRICITY | INDIA | NER | INDIA | SR | 2023 | 0.42 | 0.033 | 0
ELECTRICITY | INDIA | NER | INDIA | SR | 2024 | 0.43 | 0.033 | 0
ELECTRICITY | INDIA | NER | INDIA | SR | 2025 | 0.44 | 0.033 | 0
ELECTRICITY | INDIA | NER | INDIA | SR | 2026 | 0.45 | 0.033 | 0
ELECTRICITY | INDIA | NER | INDIA | SR | 2027 | 0.46 | 0.033 | 0
ELECTRICITY | INDIA | NER | INDIA | SR | 2028 | 0.47 | 0.033 | 0
ELECTRICITY | INDIA | NER | INDIA | SR | 2029 | 0.48 | 0.033 | 0
ELECTRICITY | INDIA | NER | INDIA | SR | 2030 | 0.49 | 0.033 | 0
ELECTRICITY | INDIA | NER | INDIA | SR | 2031 | 0.5 | 0.033 | 0
ELECTRICITY | INDIA | NR | INDIA | NER | 2021 | 0.4 | 0.033 | 0
ELECTRICITY | INDIA | NR | INDIA | NER | 2022 | 0.41 | 0.033 | 0
ELECTRICITY | INDIA | NR | INDIA | NER | 2023 | 0.42 | 0.033 | 0
ELECTRICITY | INDIA | NR | INDIA | NER | 2024 | 0.43 | 0.033 | 0
ELECTRICITY | INDIA | NR | INDIA | NER | 2025 | 0.44 | 0.033 | 0
ELECTRICITY | INDIA | NR | INDIA | NER | 2026 | 0.45 | 0.033 | 0
ELECTRICITY | INDIA | NR | INDIA | NER | 2027 | 0.46 | 0.033 | 0
ELECTRICITY | INDIA | NR | INDIA | NER | 2028 | 0.47 | 0.033 | 0
ELECTRICITY | INDIA | NR | INDIA | NER | 2029 | 0.48 | 0.033 | 0
ELECTRICITY | INDIA | NR | INDIA | NER | 2030 | 0.49 | 0.033 | 0
ELECTRICITY | INDIA | NR | INDIA | NER | 2031 | 0.5 | 0.033 | 0
ELECTRICITY | INDIA | WR | INDIA | NR | 2021 | 0.4 | 0.033 | 24.543
ELECTRICITY | INDIA | WR | INDIA | NR | 2022 | 0.41 | 0.033 | 25.327
ELECTRICITY | INDIA | WR | INDIA | NR | 2023 | 0.42 | 0.033 | 26.1111
ELECTRICITY | INDIA | WR | INDIA | NR | 2024 | 0.43 | 0.033 | 26.8952
ELECTRICITY | INDIA | WR | INDIA | NR | 2025 | 0.44 | 0.033 | 27.6792
ELECTRICITY | INDIA | WR | INDIA | NR | 2026 | 0.45 | 0.033 | 28.4633
ELECTRICITY | INDIA | WR | INDIA | NR | 2027 | 0.46 | 0.033 | 29.2474
ELECTRICITY | INDIA | WR | INDIA | NR | 2028 | 0.47 | 0.033 | 30.0314
ELECTRICITY | INDIA | WR | INDIA | NR | 2029 | 0.48 | 0.033 | 30.8155
ELECTRICITY | INDIA | WR | INDIA | NR | 2030 | 0.49 | 0.033 | 31.5995
ELECTRICITY | INDIA | WR | INDIA | NR | 2031 | 0.5 | 0.033 | 32.3836
ELECTRICITY | INDIA | SR | INDIA | WR | 2021 | 0.4 | 0.033 | 10.2634
ELECTRICITY | INDIA | SR | INDIA | WR | 2022 | 0.41 | 0.033 | 10.5913
ELECTRICITY | INDIA | SR | INDIA | WR | 2023 | 0.42 | 0.033 | 10.9192
ELECTRICITY | INDIA | SR | INDIA | WR | 2024 | 0.43 | 0.033 | 11.2471
ELECTRICITY | INDIA | SR | INDIA | WR | 2025 | 0.44 | 0.033 | 11.575
ELECTRICITY | INDIA | SR | INDIA | WR | 2026 | 0.45 | 0.033 | 11.9028
ELECTRICITY | INDIA | SR | INDIA | WR | 2027 | 0.46 | 0.033 | 12.2307
ELECTRICITY | INDIA | SR | INDIA | WR | 2028 | 0.47 | 0.033 | 12.5586
ELECTRICITY | INDIA | SR | INDIA | WR | 2029 | 0.48 | 0.033 | 12.8865
ELECTRICITY | INDIA | SR | INDIA | WR | 2030 | 0.49 | 0.033 | 13.2144
ELECTRICITY | INDIA | SR | INDIA | WR | 2031 | 0.5 | 0.033 | 13.5422
ELECTRICITY | INDIA | ER | INDIA | SR | 2021 | 0.4 | 0.033 | 6.1185
ELECTRICITY | INDIA | ER | INDIA | SR | 2022 | 0.41 | 0.033 | 6.3139
ELECTRICITY | INDIA | ER | INDIA | SR | 2023 | 0.42 | 0.033 | 6.5094
ELECTRICITY | INDIA | ER | INDIA | SR | 2024 | 0.43 | 0.033 | 6.7049
ELECTRICITY | INDIA | ER | INDIA | SR | 2025 | 0.44 | 0.033 | 6.9003
ELECTRICITY | INDIA | ER | INDIA | SR | 2026 | 0.45 | 0.033 | 7.0958
ELECTRICITY | INDIA | ER | INDIA | SR | 2027 | 0.46 | 0.033 | 7.2912
ELECTRICITY | INDIA | ER | INDIA | SR | 2028 | 0.47 | 0.033 | 7.4867
ELECTRICITY | INDIA | ER | INDIA | SR | 2029 | 0.48 | 0.033 | 7.6822
ELECTRICITY | INDIA | ER | INDIA | SR | 2030 | 0.49 | 0.033 | 7.8776
ELECTRICITY | INDIA | ER | INDIA | SR | 2031 | 0.5 | 0.033 | 8.0731
ELECTRICITY | INDIA | NER | INDIA | ER | 2021 | 0.4 | 0.033 | 15.433
ELECTRICITY | INDIA | NER | INDIA | ER | 2022 | 0.41 | 0.033 | 15.926
ELECTRICITY | INDIA | NER | INDIA | ER | 2023 | 0.42 | 0.033 | 16.419
ELECTRICITY | INDIA | NER | INDIA | ER | 2024 | 0.43 | 0.033 | 16.9121
ELECTRICITY | INDIA | NER | INDIA | ER | 2025 | 0.44 | 0.033 | 17.4051
ELECTRICITY | INDIA | NER | INDIA | ER | 2026 | 0.45 | 0.033 | 17.8981
ELECTRICITY | INDIA | NER | INDIA | ER | 2027 | 0.46 | 0.033 | 18.3911
ELECTRICITY | INDIA | NER | INDIA | ER | 2028 | 0.47 | 0.033 | 18.8842
ELECTRICITY | INDIA | NER | INDIA | ER | 2029 | 0.48 | 0.033 | 19.3772
ELECTRICITY | INDIA | NER | INDIA | ER | 2030 | 0.49 | 0.033 | 19.8702
ELECTRICITY | INDIA | NER | INDIA | ER | 2031 | 0.5 | 0.033 | 20.3633
NATGAS | INDIA |  | INDIA |  | 2021 | 9000 | 0.009 | 79.8337
NATGAS | INDIA |  | INDIA |  | 2022 | 9000 | 0.009 | 106.3865
NATGAS | INDIA |  | INDIA |  | 2023 | 9000 | 0.009 | 108.3264
NATGAS | INDIA |  | INDIA |  | 2024 | 9000 | 0.009 | 113.9287
NATGAS | INDIA |  | INDIA |  | 2025 | 9000 | 0.009 | 119.9092
NATGAS | INDIA |  | INDIA |  | 2026 | 9000 | 0.009 | 122.2436
NATGAS | INDIA |  | INDIA |  | 2027 | 9000 | 0.009 | 124.5779
NATGAS | INDIA |  | INDIA |  | 2028 | 9000 | 0.009 | 126.9122
NATGAS | INDIA |  | INDIA |  | 2029 | 9000 | 0.009 | 129.2465
NATGAS | INDIA |  | INDIA |  | 2030 | 9000 | 0.009 | 131.5808
NATGAS | INDIA |  | INDIA |  | 2031 | 9000 | 0.009 | 133.9152
CRUDE | INDIA |  | INDIA |  | 2021 | 653.0906 | 0.00015 | -1
CRUDE | INDIA |  | INDIA |  | 2022 | 653.0906 | 0.00015 | -1
CRUDE | INDIA |  | INDIA |  | 2023 | 653.0906 | 0.00015 | -1
CRUDE | INDIA |  | INDIA |  | 2024 | 653.0906 | 0.00015 | -1
CRUDE | INDIA |  | INDIA |  | 2025 | 653.0906 | 0.00015 | -1
CRUDE | INDIA |  | INDIA |  | 2026 | 653.0906 | 0.00015 | -1
CRUDE | INDIA |  | INDIA |  | 2027 | 653.0906 | 0.00015 | -1
CRUDE | INDIA |  | INDIA |  | 2028 | 653.0906 | 0.00015 | -1
CRUDE | INDIA |  | INDIA |  | 2029 | 653.0906 | 0.00015 | -1
CRUDE | INDIA |  | INDIA |  | 2030 | 653.0906 | 0.00015 | -1
CRUDE | INDIA |  | INDIA |  | 2031 | 653.0906 | 0.00015 | -1
MS | INDIA |  | INDIA |  | 2021 | 653.0906 | 0.00015 | -1
MS | INDIA |  | INDIA |  | 2022 | 653.0906 | 0.00015 | -1
MS | INDIA |  | INDIA |  | 2023 | 653.0906 | 0.00015 | -1
MS | INDIA |  | INDIA |  | 2024 | 653.0906 | 0.00015 | -1
MS | INDIA |  | INDIA |  | 2025 | 653.0906 | 0.00015 | -1
MS | INDIA |  | INDIA |  | 2026 | 653.0906 | 0.00015 | -1
MS | INDIA |  | INDIA |  | 2027 | 653.0906 | 0.00015 | -1
MS | INDIA |  | INDIA |  | 2028 | 653.0906 | 0.00015 | -1
MS | INDIA |  | INDIA |  | 2029 | 653.0906 | 0.00015 | -1
MS | INDIA |  | INDIA |  | 2030 | 653.0906 | 0.00015 | -1
MS | INDIA |  | INDIA |  | 2031 | 653.0906 | 0.00015 | -1
HSD | INDIA |  | INDIA |  | 2021 | 653.0906 | 0.00015 | -1
HSD | INDIA |  | INDIA |  | 2022 | 653.0906 | 0.00015 | -1
HSD | INDIA |  | INDIA |  | 2023 | 653.0906 | 0.00015 | -1
HSD | INDIA |  | INDIA |  | 2024 | 653.0906 | 0.00015 | -1
HSD | INDIA |  | INDIA |  | 2025 | 653.0906 | 0.00015 | -1
HSD | INDIA |  | INDIA |  | 2026 | 653.0906 | 0.00015 | -1
HSD | INDIA |  | INDIA |  | 2027 | 653.0906 | 0.00015 | -1
HSD | INDIA |  | INDIA |  | 2028 | 653.0906 | 0.00015 | -1
HSD | INDIA |  | INDIA |  | 2029 | 653.0906 | 0.00015 | -1
HSD | INDIA |  | INDIA |  | 2030 | 653.0906 | 0.00015 | -1
HSD | INDIA |  | INDIA |  | 2031 | 653.0906 | 0.00015 | -1
ATF | INDIA |  | INDIA |  | 2021 | 653.0906 | 0.00015 | -1
ATF | INDIA |  | INDIA |  | 2022 | 653.0906 | 0.00015 | -1
ATF | INDIA |  | INDIA |  | 2023 | 653.0906 | 0.00015 | -1
ATF | INDIA |  | INDIA |  | 2024 | 653.0906 | 0.00015 | -1
ATF | INDIA |  | INDIA |  | 2025 | 653.0906 | 0.00015 | -1
ATF | INDIA |  | INDIA |  | 2026 | 653.0906 | 0.00015 | -1
ATF | INDIA |  | INDIA |  | 2027 | 653.0906 | 0.00015 | -1
ATF | INDIA |  | INDIA |  | 2028 | 653.0906 | 0.00015 | -1
ATF | INDIA |  | INDIA |  | 2029 | 653.0906 | 0.00015 | -1
ATF | INDIA |  | INDIA |  | 2030 | 653.0906 | 0.00015 | -1
ATF | INDIA |  | INDIA |  | 2031 | 653.0906 | 0.00015 | -1
LPG | INDIA |  | INDIA |  | 2021 | 653.0906 | 0.00015 | -1
LPG | INDIA |  | INDIA |  | 2022 | 653.0906 | 0.00015 | -1
LPG | INDIA |  | INDIA |  | 2023 | 653.0906 | 0.00015 | -1
LPG | INDIA |  | INDIA |  | 2024 | 653.0906 | 0.00015 | -1
LPG | INDIA |  | INDIA |  | 2025 | 653.0906 | 0.00015 | -1
LPG | INDIA |  | INDIA |  | 2026 | 653.0906 | 0.00015 | -1
LPG | INDIA |  | INDIA |  | 2027 | 653.0906 | 0.00015 | -1
LPG | INDIA |  | INDIA |  | 2028 | 653.0906 | 0.00015 | -1
LPG | INDIA |  | INDIA |  | 2029 | 653.0906 | 0.00015 | -1
LPG | INDIA |  | INDIA |  | 2030 | 653.0906 | 0.00015 | -1
LPG | INDIA |  | INDIA |  | 2031 | 653.0906 | 0.00015 | -1
PP_OTHER | INDIA |  | INDIA |  | 2021 | 653.0906 | 0.00015 | -1
PP_OTHER | INDIA |  | INDIA |  | 2022 | 653.0906 | 0.00015 | -1
PP_OTHER | INDIA |  | INDIA |  | 2023 | 653.0906 | 0.00015 | -1
PP_OTHER | INDIA |  | INDIA |  | 2024 | 653.0906 | 0.00015 | -1
PP_OTHER | INDIA |  | INDIA |  | 2025 | 653.0906 | 0.00015 | -1
PP_OTHER | INDIA |  | INDIA |  | 2026 | 653.0906 | 0.00015 | -1
PP_OTHER | INDIA |  | INDIA |  | 2027 | 653.0906 | 0.00015 | -1
PP_OTHER | INDIA |  | INDIA |  | 2028 | 653.0906 | 0.00015 | -1
PP_OTHER | INDIA |  | INDIA |  | 2029 | 653.0906 | 0.00015 | -1
PP_OTHER | INDIA |  | INDIA |  | 2030 | 653.0906 | 0.00015 | -1
PP_OTHER | INDIA |  | INDIA |  | 2031 | 653.0906 | 0.00015 | -1
BIOGAS | INDIA |  | INDIA |  | 2021 | 0 | 0 | -1
BIOGAS | INDIA |  | INDIA |  | 2022 | 0 | 0 | -1
BIOGAS | INDIA |  | INDIA |  | 2023 | 0 | 0 | -1
BIOGAS | INDIA |  | INDIA |  | 2024 | 0 | 0 | -1
BIOGAS | INDIA |  | INDIA |  | 2025 | 0 | 0 | -1
BIOGAS | INDIA |  | INDIA |  | 2026 | 0 | 0 | -1
BIOGAS | INDIA |  | INDIA |  | 2027 | 0 | 0 | -1
BIOGAS | INDIA |  | INDIA |  | 2028 | 0 | 0 | -1
BIOGAS | INDIA |  | INDIA |  | 2029 | 0 | 0 | -1
BIOGAS | INDIA |  | INDIA |  | 2030 | 0 | 0 | -1
BIOGAS | INDIA |  | INDIA |  | 2031 | 0 | 0 | -1
BIOMASS | INDIA |  | INDIA |  | 2021 | 0 | 0 | -1
BIOMASS | INDIA |  | INDIA |  | 2022 | 0 | 0 | -1
BIOMASS | INDIA |  | INDIA |  | 2023 | 0 | 0 | -1
BIOMASS | INDIA |  | INDIA |  | 2024 | 0 | 0 | -1
BIOMASS | INDIA |  | INDIA |  | 2025 | 0 | 0 | -1
BIOMASS | INDIA |  | INDIA |  | 2026 | 0 | 0 | -1
BIOMASS | INDIA |  | INDIA |  | 2027 | 0 | 0 | -1
BIOMASS | INDIA |  | INDIA |  | 2028 | 0 | 0 | -1
BIOMASS | INDIA |  | INDIA |  | 2029 | 0 | 0 | -1
BIOMASS | INDIA |  | INDIA |  | 2030 | 0 | 0 | -1
BIOMASS | INDIA |  | INDIA |  | 2031 | 0 | 0 | -1

## EC_Transfers (PRS)
EnergyCarrier | ModelGeographySrc | SubGeography1Src | ModelGeographyDest | SubGeography1Dest | Year | TransitCost | TransitLoss | MaxTransit
COKING_COAL | INDIA | ER | INDIA | ER | 2021 | 797.2 | 0.002 | -1
COKING_COAL | INDIA | ER | INDIA | ER | 2022 | 797.2 | 0.002 | -1
COKING_COAL | INDIA | ER | INDIA | ER | 2023 | 797.2 | 0.002 | -1
COKING_COAL | INDIA | ER | INDIA | ER | 2024 | 797.2 | 0.002 | -1
COKING_COAL | INDIA | ER | INDIA | ER | 2025 | 797.2 | 0.002 | -1
COKING_COAL | INDIA | ER | INDIA | ER | 2026 | 797.2 | 0.002 | -1
COKING_COAL | INDIA | ER | INDIA | ER | 2027 | 797.2 | 0.002 | -1
COKING_COAL | INDIA | ER | INDIA | ER | 2028 | 797.2 | 0.002 | -1
COKING_COAL | INDIA | ER | INDIA | ER | 2029 | 797.2 | 0.002 | -1
COKING_COAL | INDIA | ER | INDIA | ER | 2030 | 797.2 | 0.002 | -1
COKING_COAL | INDIA | ER | INDIA | ER | 2031 | 797.2 | 0.002 | -1
COKING_COAL | INDIA | ER | INDIA | WR | 2021 | 2399.6 | 0.008 | -1
COKING_COAL | INDIA | ER | INDIA | WR | 2022 | 2399.6 | 0.008 | -1
COKING_COAL | INDIA | ER | INDIA | WR | 2023 | 2399.6 | 0.008 | -1
COKING_COAL | INDIA | ER | INDIA | WR | 2024 | 2399.6 | 0.008 | -1
COKING_COAL | INDIA | ER | INDIA | WR | 2025 | 2399.6 | 0.008 | -1
COKING_COAL | INDIA | ER | INDIA | WR | 2026 | 2399.6 | 0.008 | -1
COKING_COAL | INDIA | ER | INDIA | WR | 2027 | 2399.6 | 0.008 | -1
COKING_COAL | INDIA | ER | INDIA | WR | 2028 | 2399.6 | 0.008 | -1
COKING_COAL | INDIA | ER | INDIA | WR | 2029 | 2399.6 | 0.008 | -1
COKING_COAL | INDIA | ER | INDIA | WR | 2030 | 2399.6 | 0.008 | -1
COKING_COAL | INDIA | ER | INDIA | WR | 2031 | 2399.6 | 0.008 | -1
COKING_COAL | INDIA | ER | INDIA | NR | 2021 | 2497.6 | 0.008 | -1
COKING_COAL | INDIA | ER | INDIA | NR | 2022 | 2497.6 | 0.008 | -1
COKING_COAL | INDIA | ER | INDIA | NR | 2023 | 2497.6 | 0.008 | -1
COKING_COAL | INDIA | ER | INDIA | NR | 2024 | 2497.6 | 0.008 | -1
COKING_COAL | INDIA | ER | INDIA | NR | 2025 | 2497.6 | 0.008 | -1
COKING_COAL | INDIA | ER | INDIA | NR | 2026 | 2497.6 | 0.008 | -1
COKING_COAL | INDIA | ER | INDIA | NR | 2027 | 2497.6 | 0.008 | -1
COKING_COAL | INDIA | ER | INDIA | NR | 2028 | 2497.6 | 0.008 | -1
COKING_COAL | INDIA | ER | INDIA | NR | 2029 | 2497.6 | 0.008 | -1
COKING_COAL | INDIA | ER | INDIA | NR | 2030 | 2497.6 | 0.008 | -1
COKING_COAL | INDIA | ER | INDIA | NR | 2031 | 2497.6 | 0.008 | -1
COKING_COAL | INDIA | ER | INDIA | SR | 2021 | 2776.7 | 0.008 | -1
COKING_COAL | INDIA | ER | INDIA | SR | 2022 | 2776.7 | 0.008 | -1
COKING_COAL | INDIA | ER | INDIA | SR | 2023 | 2776.7 | 0.008 | -1
COKING_COAL | INDIA | ER | INDIA | SR | 2024 | 2776.7 | 0.008 | -1
COKING_COAL | INDIA | ER | INDIA | SR | 2025 | 2776.7 | 0.008 | -1
COKING_COAL | INDIA | ER | INDIA | SR | 2026 | 2776.7 | 0.008 | -1
COKING_COAL | INDIA | ER | INDIA | SR | 2027 | 2776.7 | 0.008 | -1
COKING_COAL | INDIA | ER | INDIA | SR | 2028 | 2776.7 | 0.008 | -1
COKING_COAL | INDIA | ER | INDIA | SR | 2029 | 2776.7 | 0.008 | -1
COKING_COAL | INDIA | ER | INDIA | SR | 2030 | 2776.7 | 0.008 | -1
COKING_COAL | INDIA | ER | INDIA | SR | 2031 | 2776.7 | 0.008 | -1
COKING_COAL | INDIA | ER | INDIA | NER | 2021 | 2497.6 | 0.008 | -1
COKING_COAL | INDIA | ER | INDIA | NER | 2022 | 2497.6 | 0.008 | -1
COKING_COAL | INDIA | ER | INDIA | NER | 2023 | 2497.6 | 0.008 | -1
COKING_COAL | INDIA | ER | INDIA | NER | 2024 | 2497.6 | 0.008 | -1
COKING_COAL | INDIA | ER | INDIA | NER | 2025 | 2497.6 | 0.008 | -1
COKING_COAL | INDIA | ER | INDIA | NER | 2026 | 2497.6 | 0.008 | -1
COKING_COAL | INDIA | ER | INDIA | NER | 2027 | 2497.6 | 0.008 | -1
COKING_COAL | INDIA | ER | INDIA | NER | 2028 | 2497.6 | 0.008 | -1
COKING_COAL | INDIA | ER | INDIA | NER | 2029 | 2497.6 | 0.008 | -1
COKING_COAL | INDIA | ER | INDIA | NER | 2030 | 2497.6 | 0.008 | -1
COKING_COAL | INDIA | ER | INDIA | NER | 2031 | 2497.6 | 0.008 | -1
COKING_COAL | INDIA | WR | INDIA | ER | 2021 | 2399.6 | 0.008 | -1
COKING_COAL | INDIA | WR | INDIA | ER | 2022 | 2399.6 | 0.008 | -1
COKING_COAL | INDIA | WR | INDIA | ER | 2023 | 2399.6 | 0.008 | -1
COKING_COAL | INDIA | WR | INDIA | ER | 2024 | 2399.6 | 0.008 | -1
COKING_COAL | INDIA | WR | INDIA | ER | 2025 | 2399.6 | 0.008 | -1
COKING_COAL | INDIA | WR | INDIA | ER | 2026 | 2399.6 | 0.008 | -1
COKING_COAL | INDIA | WR | INDIA | ER | 2027 | 2399.6 | 0.008 | -1
COKING_COAL | INDIA | WR | INDIA | ER | 2028 | 2399.6 | 0.008 | -1
COKING_COAL | INDIA | WR | INDIA | ER | 2029 | 2399.6 | 0.008 | -1
COKING_COAL | INDIA | WR | INDIA | ER | 2030 | 2399.6 | 0.008 | -1
COKING_COAL | INDIA | WR | INDIA | ER | 2031 | 2399.6 | 0.008 | -1
COKING_COAL | INDIA | WR | INDIA | WR | 2021 | 1054.7 | 0.002 | -1
COKING_COAL | INDIA | WR | INDIA | WR | 2022 | 1054.7 | 0.002 | -1
COKING_COAL | INDIA | WR | INDIA | WR | 2023 | 1054.7 | 0.002 | -1
COKING_COAL | INDIA | WR | INDIA | WR | 2024 | 1054.7 | 0.002 | -1
COKING_COAL | INDIA | WR | INDIA | WR | 2025 | 1054.7 | 0.002 | -1
COKING_COAL | INDIA | WR | INDIA | WR | 2026 | 1054.7 | 0.002 | -1
COKING_COAL | INDIA | WR | INDIA | WR | 2027 | 1054.7 | 0.002 | -1
COKING_COAL | INDIA | WR | INDIA | WR | 2028 | 1054.7 | 0.002 | -1
COKING_COAL | INDIA | WR | INDIA | WR | 2029 | 1054.7 | 0.002 | -1
COKING_COAL | INDIA | WR | INDIA | WR | 2030 | 1054.7 | 0.002 | -1
COKING_COAL | INDIA | WR | INDIA | WR | 2031 | 1054.7 | 0.002 | -1
COKING_COAL | INDIA | WR | INDIA | NR | 2021 | 1838.6 | 0.008 | -1
COKING_COAL | INDIA | WR | INDIA | NR | 2022 | 1838.6 | 0.008 | -1
COKING_COAL | INDIA | WR | INDIA | NR | 2023 | 1838.6 | 0.008 | -1
COKING_COAL | INDIA | WR | INDIA | NR | 2024 | 1838.6 | 0.008 | -1
COKING_COAL | INDIA | WR | INDIA | NR | 2025 | 1838.6 | 0.008 | -1
COKING_COAL | INDIA | WR | INDIA | NR | 2026 | 1838.6 | 0.008 | -1
COKING_COAL | INDIA | WR | INDIA | NR | 2027 | 1838.6 | 0.008 | -1
COKING_COAL | INDIA | WR | INDIA | NR | 2028 | 1838.6 | 0.008 | -1
COKING_COAL | INDIA | WR | INDIA | NR | 2029 | 1838.6 | 0.008 | -1
COKING_COAL | INDIA | WR | INDIA | NR | 2030 | 1838.6 | 0.008 | -1
COKING_COAL | INDIA | WR | INDIA | NR | 2031 | 1838.6 | 0.008 | -1
COKING_COAL | INDIA | WR | INDIA | SR | 2021 | 2160.3 | 0.008 | -1
COKING_COAL | INDIA | WR | INDIA | SR | 2022 | 2160.3 | 0.008 | -1
COKING_COAL | INDIA | WR | INDIA | SR | 2023 | 2160.3 | 0.008 | -1
COKING_COAL | INDIA | WR | INDIA | SR | 2024 | 2160.3 | 0.008 | -1
COKING_COAL | INDIA | WR | INDIA | SR | 2025 | 2160.3 | 0.008 | -1
COKING_COAL | INDIA | WR | INDIA | SR | 2026 | 2160.3 | 0.008 | -1
COKING_COAL | INDIA | WR | INDIA | SR | 2027 | 2160.3 | 0.008 | -1
COKING_COAL | INDIA | WR | INDIA | SR | 2028 | 2160.3 | 0.008 | -1
COKING_COAL | INDIA | WR | INDIA | SR | 2029 | 2160.3 | 0.008 | -1
COKING_COAL | INDIA | WR | INDIA | SR | 2030 | 2160.3 | 0.008 | -1
COKING_COAL | INDIA | WR | INDIA | SR | 2031 | 2160.3 | 0.008 | -1
COKING_COAL | INDIA | WR | INDIA | NER | 2021 | 3354.5 | 0.008 | -1
COKING_COAL | INDIA | WR | INDIA | NER | 2022 | 3354.5 | 0.008 | -1
COKING_COAL | INDIA | WR | INDIA | NER | 2023 | 3354.5 | 0.008 | -1
COKING_COAL | INDIA | WR | INDIA | NER | 2024 | 3354.5 | 0.008 | -1
COKING_COAL | INDIA | WR | INDIA | NER | 2025 | 3354.5 | 0.008 | -1
COKING_COAL | INDIA | WR | INDIA | NER | 2026 | 3354.5 | 0.008 | -1
COKING_COAL | INDIA | WR | INDIA | NER | 2027 | 3354.5 | 0.008 | -1
COKING_COAL | INDIA | WR | INDIA | NER | 2028 | 3354.5 | 0.008 | -1
COKING_COAL | INDIA | WR | INDIA | NER | 2029 | 3354.5 | 0.008 | -1
COKING_COAL | INDIA | WR | INDIA | NER | 2030 | 3354.5 | 0.008 | -1
COKING_COAL | INDIA | WR | INDIA | NER | 2031 | 3354.5 | 0.008 | -1
COKING_COAL | INDIA | NR | INDIA | ER | 2021 | 2497.6 | 0.008 | -1
COKING_COAL | INDIA | NR | INDIA | ER | 2022 | 2497.6 | 0.008 | -1
COKING_COAL | INDIA | NR | INDIA | ER | 2023 | 2497.6 | 0.008 | -1
COKING_COAL | INDIA | NR | INDIA | ER | 2024 | 2497.6 | 0.008 | -1
COKING_COAL | INDIA | NR | INDIA | ER | 2025 | 2497.6 | 0.008 | -1
COKING_COAL | INDIA | NR | INDIA | ER | 2026 | 2497.6 | 0.008 | -1
COKING_COAL | INDIA | NR | INDIA | ER | 2027 | 2497.6 | 0.008 | -1
COKING_COAL | INDIA | NR | INDIA | ER | 2028 | 2497.6 | 0.008 | -1
COKING_COAL | INDIA | NR | INDIA | ER | 2029 | 2497.6 | 0.008 | -1
COKING_COAL | INDIA | NR | INDIA | ER | 2030 | 2497.6 | 0.008 | -1
COKING_COAL | INDIA | NR | INDIA | ER | 2031 | 2497.6 | 0.008 | -1
COKING_COAL | INDIA | NR | INDIA | WR | 2021 | 1838.6 | 0.008 | -1
COKING_COAL | INDIA | NR | INDIA | WR | 2022 | 1838.6 | 0.008 | -1
COKING_COAL | INDIA | NR | INDIA | WR | 2023 | 1838.6 | 0.008 | -1
COKING_COAL | INDIA | NR | INDIA | WR | 2024 | 1838.6 | 0.008 | -1
COKING_COAL | INDIA | NR | INDIA | WR | 2025 | 1838.6 | 0.008 | -1
COKING_COAL | INDIA | NR | INDIA | WR | 2026 | 1838.6 | 0.008 | -1
COKING_COAL | INDIA | NR | INDIA | WR | 2027 | 1838.6 | 0.008 | -1
COKING_COAL | INDIA | NR | INDIA | WR | 2028 | 1838.6 | 0.008 | -1
COKING_COAL | INDIA | NR | INDIA | WR | 2029 | 1838.6 | 0.008 | -1
COKING_COAL | INDIA | NR | INDIA | WR | 2030 | 1838.6 | 0.008 | -1
COKING_COAL | INDIA | NR | INDIA | WR | 2031 | 1838.6 | 0.008 | -1
COKING_COAL | INDIA | NR | INDIA | NR | 2021 | 926 | 0.002 | -1
COKING_COAL | INDIA | NR | INDIA | NR | 2022 | 926 | 0.002 | -1
COKING_COAL | INDIA | NR | INDIA | NR | 2023 | 926 | 0.002 | -1
COKING_COAL | INDIA | NR | INDIA | NR | 2024 | 926 | 0.002 | -1
COKING_COAL | INDIA | NR | INDIA | NR | 2025 | 926 | 0.002 | -1
COKING_COAL | INDIA | NR | INDIA | NR | 2026 | 926 | 0.002 | -1
COKING_COAL | INDIA | NR | INDIA | NR | 2027 | 926 | 0.002 | -1
COKING_COAL | INDIA | NR | INDIA | NR | 2028 | 926 | 0.002 | -1
COKING_COAL | INDIA | NR | INDIA | NR | 2029 | 926 | 0.002 | -1
COKING_COAL | INDIA | NR | INDIA | NR | 2030 | 926 | 0.002 | -1
COKING_COAL | INDIA | NR | INDIA | NR | 2031 | 926 | 0.002 | -1
COKING_COAL | INDIA | NR | INDIA | SR | 2021 | 3029.6 | 0.008 | -1
COKING_COAL | INDIA | NR | INDIA | SR | 2022 | 3029.6 | 0.008 | -1
COKING_COAL | INDIA | NR | INDIA | SR | 2023 | 3029.6 | 0.008 | -1
COKING_COAL | INDIA | NR | INDIA | SR | 2024 | 3029.6 | 0.008 | -1
COKING_COAL | INDIA | NR | INDIA | SR | 2025 | 3029.6 | 0.008 | -1
COKING_COAL | INDIA | NR | INDIA | SR | 2026 | 3029.6 | 0.008 | -1
COKING_COAL | INDIA | NR | INDIA | SR | 2027 | 3029.6 | 0.008 | -1
COKING_COAL | INDIA | NR | INDIA | SR | 2028 | 3029.6 | 0.008 | -1
COKING_COAL | INDIA | NR | INDIA | SR | 2029 | 3029.6 | 0.008 | -1
COKING_COAL | INDIA | NR | INDIA | SR | 2030 | 3029.6 | 0.008 | -1
COKING_COAL | INDIA | NR | INDIA | SR | 2031 | 3029.6 | 0.008 | -1
COKING_COAL | INDIA | NR | INDIA | NER | 2021 | 3174 | 0.008 | -1
COKING_COAL | INDIA | NR | INDIA | NER | 2022 | 3174 | 0.008 | -1
COKING_COAL | INDIA | NR | INDIA | NER | 2023 | 3174 | 0.008 | -1
COKING_COAL | INDIA | NR | INDIA | NER | 2024 | 3174 | 0.008 | -1
COKING_COAL | INDIA | NR | INDIA | NER | 2025 | 3174 | 0.008 | -1
COKING_COAL | INDIA | NR | INDIA | NER | 2026 | 3174 | 0.008 | -1
COKING_COAL | INDIA | NR | INDIA | NER | 2027 | 3174 | 0.008 | -1
COKING_COAL | INDIA | NR | INDIA | NER | 2028 | 3174 | 0.008 | -1
COKING_COAL | INDIA | NR | INDIA | NER | 2029 | 3174 | 0.008 | -1
COKING_COAL | INDIA | NR | INDIA | NER | 2030 | 3174 | 0.008 | -1
COKING_COAL | INDIA | NR | INDIA | NER | 2031 | 3174 | 0.008 | -1
COKING_COAL | INDIA | SR | INDIA | ER | 2021 | 2776.7 | 0.008 | -1
COKING_COAL | INDIA | SR | INDIA | ER | 2022 | 2776.7 | 0.008 | -1
COKING_COAL | INDIA | SR | INDIA | ER | 2023 | 2776.7 | 0.008 | -1
COKING_COAL | INDIA | SR | INDIA | ER | 2024 | 2776.7 | 0.008 | -1
COKING_COAL | INDIA | SR | INDIA | ER | 2025 | 2776.7 | 0.008 | -1
COKING_COAL | INDIA | SR | INDIA | ER | 2026 | 2776.7 | 0.008 | -1
COKING_COAL | INDIA | SR | INDIA | ER | 2027 | 2776.7 | 0.008 | -1
COKING_COAL | INDIA | SR | INDIA | ER | 2028 | 2776.7 | 0.008 | -1
COKING_COAL | INDIA | SR | INDIA | ER | 2029 | 2776.7 | 0.008 | -1
COKING_COAL | INDIA | SR | INDIA | ER | 2030 | 2776.7 | 0.008 | -1
COKING_COAL | INDIA | SR | INDIA | ER | 2031 | 2776.7 | 0.008 | -1
COKING_COAL | INDIA | SR | INDIA | WR | 2021 | 2160.3 | 0.008 | -1
COKING_COAL | INDIA | SR | INDIA | WR | 2022 | 2160.3 | 0.008 | -1
COKING_COAL | INDIA | SR | INDIA | WR | 2023 | 2160.3 | 0.008 | -1
COKING_COAL | INDIA | SR | INDIA | WR | 2024 | 2160.3 | 0.008 | -1
COKING_COAL | INDIA | SR | INDIA | WR | 2025 | 2160.3 | 0.008 | -1
COKING_COAL | INDIA | SR | INDIA | WR | 2026 | 2160.3 | 0.008 | -1
COKING_COAL | INDIA | SR | INDIA | WR | 2027 | 2160.3 | 0.008 | -1
COKING_COAL | INDIA | SR | INDIA | WR | 2028 | 2160.3 | 0.008 | -1
COKING_COAL | INDIA | SR | INDIA | WR | 2029 | 2160.3 | 0.008 | -1
COKING_COAL | INDIA | SR | INDIA | WR | 2030 | 2160.3 | 0.008 | -1
COKING_COAL | INDIA | SR | INDIA | WR | 2031 | 2160.3 | 0.008 | -1
COKING_COAL | INDIA | SR | INDIA | NR | 2021 | 3029.6 | 0.008 | -1
COKING_COAL | INDIA | SR | INDIA | NR | 2022 | 3029.6 | 0.008 | -1
COKING_COAL | INDIA | SR | INDIA | NR | 2023 | 3029.6 | 0.008 | -1
COKING_COAL | INDIA | SR | INDIA | NR | 2024 | 3029.6 | 0.008 | -1
COKING_COAL | INDIA | SR | INDIA | NR | 2025 | 3029.6 | 0.008 | -1
COKING_COAL | INDIA | SR | INDIA | NR | 2026 | 3029.6 | 0.008 | -1
COKING_COAL | INDIA | SR | INDIA | NR | 2027 | 3029.6 | 0.008 | -1
COKING_COAL | INDIA | SR | INDIA | NR | 2028 | 3029.6 | 0.008 | -1
COKING_COAL | INDIA | SR | INDIA | NR | 2029 | 3029.6 | 0.008 | -1
COKING_COAL | INDIA | SR | INDIA | NR | 2030 | 3029.6 | 0.008 | -1
COKING_COAL | INDIA | SR | INDIA | NR | 2031 | 3029.6 | 0.008 | -1
COKING_COAL | INDIA | SR | INDIA | SR | 2021 | 926 | 0.002 | -1
COKING_COAL | INDIA | SR | INDIA | SR | 2022 | 926 | 0.002 | -1
COKING_COAL | INDIA | SR | INDIA | SR | 2023 | 926 | 0.002 | -1
COKING_COAL | INDIA | SR | INDIA | SR | 2024 | 926 | 0.002 | -1
COKING_COAL | INDIA | SR | INDIA | SR | 2025 | 926 | 0.002 | -1
COKING_COAL | INDIA | SR | INDIA | SR | 2026 | 926 | 0.002 | -1
COKING_COAL | INDIA | SR | INDIA | SR | 2027 | 926 | 0.002 | -1
COKING_COAL | INDIA | SR | INDIA | SR | 2028 | 926 | 0.002 | -1
COKING_COAL | INDIA | SR | INDIA | SR | 2029 | 926 | 0.002 | -1
COKING_COAL | INDIA | SR | INDIA | SR | 2030 | 926 | 0.002 | -1
COKING_COAL | INDIA | SR | INDIA | SR | 2031 | 926 | 0.002 | -1
COKING_COAL | INDIA | SR | INDIA | NER | 2021 | 3787.9 | 0.008 | -1
COKING_COAL | INDIA | SR | INDIA | NER | 2022 | 3787.9 | 0.008 | -1
COKING_COAL | INDIA | SR | INDIA | NER | 2023 | 3787.9 | 0.008 | -1
COKING_COAL | INDIA | SR | INDIA | NER | 2024 | 3787.9 | 0.008 | -1
COKING_COAL | INDIA | SR | INDIA | NER | 2025 | 3787.9 | 0.008 | -1
COKING_COAL | INDIA | SR | INDIA | NER | 2026 | 3787.9 | 0.008 | -1
COKING_COAL | INDIA | SR | INDIA | NER | 2027 | 3787.9 | 0.008 | -1
COKING_COAL | INDIA | SR | INDIA | NER | 2028 | 3787.9 | 0.008 | -1
COKING_COAL | INDIA | SR | INDIA | NER | 2029 | 3787.9 | 0.008 | -1
COKING_COAL | INDIA | SR | INDIA | NER | 2030 | 3787.9 | 0.008 | -1
COKING_COAL | INDIA | SR | INDIA | NER | 2031 | 3787.9 | 0.008 | -1
COKING_COAL | INDIA | NER | INDIA | ER | 2021 | 2497.6 | 0.008 | -1
COKING_COAL | INDIA | NER | INDIA | ER | 2022 | 2497.6 | 0.008 | -1
COKING_COAL | INDIA | NER | INDIA | ER | 2023 | 2497.6 | 0.008 | -1
COKING_COAL | INDIA | NER | INDIA | ER | 2024 | 2497.6 | 0.008 | -1
COKING_COAL | INDIA | NER | INDIA | ER | 2025 | 2497.6 | 0.008 | -1
COKING_COAL | INDIA | NER | INDIA | ER | 2026 | 2497.6 | 0.008 | -1
COKING_COAL | INDIA | NER | INDIA | ER | 2027 | 2497.6 | 0.008 | -1
COKING_COAL | INDIA | NER | INDIA | ER | 2028 | 2497.6 | 0.008 | -1
COKING_COAL | INDIA | NER | INDIA | ER | 2029 | 2497.6 | 0.008 | -1
COKING_COAL | INDIA | NER | INDIA | ER | 2030 | 2497.6 | 0.008 | -1
COKING_COAL | INDIA | NER | INDIA | ER | 2031 | 2497.6 | 0.008 | -1
COKING_COAL | INDIA | NER | INDIA | WR | 2021 | 3354.5 | 0.008 | -1
COKING_COAL | INDIA | NER | INDIA | WR | 2022 | 3354.5 | 0.008 | -1
COKING_COAL | INDIA | NER | INDIA | WR | 2023 | 3354.5 | 0.008 | -1
COKING_COAL | INDIA | NER | INDIA | WR | 2024 | 3354.5 | 0.008 | -1
COKING_COAL | INDIA | NER | INDIA | WR | 2025 | 3354.5 | 0.008 | -1
COKING_COAL | INDIA | NER | INDIA | WR | 2026 | 3354.5 | 0.008 | -1
COKING_COAL | INDIA | NER | INDIA | WR | 2027 | 3354.5 | 0.008 | -1
COKING_COAL | INDIA | NER | INDIA | WR | 2028 | 3354.5 | 0.008 | -1
COKING_COAL | INDIA | NER | INDIA | WR | 2029 | 3354.5 | 0.008 | -1
COKING_COAL | INDIA | NER | INDIA | WR | 2030 | 3354.5 | 0.008 | -1
COKING_COAL | INDIA | NER | INDIA | WR | 2031 | 3354.5 | 0.008 | -1
COKING_COAL | INDIA | NER | INDIA | NR | 2021 | 3174 | 0.008 | -1
COKING_COAL | INDIA | NER | INDIA | NR | 2022 | 3174 | 0.008 | -1
COKING_COAL | INDIA | NER | INDIA | NR | 2023 | 3174 | 0.008 | -1
COKING_COAL | INDIA | NER | INDIA | NR | 2024 | 3174 | 0.008 | -1
COKING_COAL | INDIA | NER | INDIA | NR | 2025 | 3174 | 0.008 | -1
COKING_COAL | INDIA | NER | INDIA | NR | 2026 | 3174 | 0.008 | -1
COKING_COAL | INDIA | NER | INDIA | NR | 2027 | 3174 | 0.008 | -1
COKING_COAL | INDIA | NER | INDIA | NR | 2028 | 3174 | 0.008 | -1
COKING_COAL | INDIA | NER | INDIA | NR | 2029 | 3174 | 0.008 | -1
COKING_COAL | INDIA | NER | INDIA | NR | 2030 | 3174 | 0.008 | -1
COKING_COAL | INDIA | NER | INDIA | NR | 2031 | 3174 | 0.008 | -1
COKING_COAL | INDIA | NER | INDIA | SR | 2021 | 3787.9 | 0.008 | -1
COKING_COAL | INDIA | NER | INDIA | SR | 2022 | 3787.9 | 0.008 | -1
COKING_COAL | INDIA | NER | INDIA | SR | 2023 | 3787.9 | 0.008 | -1
COKING_COAL | INDIA | NER | INDIA | SR | 2024 | 3787.9 | 0.008 | -1
COKING_COAL | INDIA | NER | INDIA | SR | 2025 | 3787.9 | 0.008 | -1
COKING_COAL | INDIA | NER | INDIA | SR | 2026 | 3787.9 | 0.008 | -1
COKING_COAL | INDIA | NER | INDIA | SR | 2027 | 3787.9 | 0.008 | -1
COKING_COAL | INDIA | NER | INDIA | SR | 2028 | 3787.9 | 0.008 | -1
COKING_COAL | INDIA | NER | INDIA | SR | 2029 | 3787.9 | 0.008 | -1
COKING_COAL | INDIA | NER | INDIA | SR | 2030 | 3787.9 | 0.008 | -1
COKING_COAL | INDIA | NER | INDIA | SR | 2031 | 3787.9 | 0.008 | -1
COKING_COAL | INDIA | NER | INDIA | NER | 2021 | 926 | 0.002 | -1
COKING_COAL | INDIA | NER | INDIA | NER | 2022 | 926 | 0.002 | -1
COKING_COAL | INDIA | NER | INDIA | NER | 2023 | 926 | 0.002 | -1
COKING_COAL | INDIA | NER | INDIA | NER | 2024 | 926 | 0.002 | -1
COKING_COAL | INDIA | NER | INDIA | NER | 2025 | 926 | 0.002 | -1
COKING_COAL | INDIA | NER | INDIA | NER | 2026 | 926 | 0.002 | -1
COKING_COAL | INDIA | NER | INDIA | NER | 2027 | 926 | 0.002 | -1
COKING_COAL | INDIA | NER | INDIA | NER | 2028 | 926 | 0.002 | -1
COKING_COAL | INDIA | NER | INDIA | NER | 2029 | 926 | 0.002 | -1
COKING_COAL | INDIA | NER | INDIA | NER | 2030 | 926 | 0.002 | -1
COKING_COAL | INDIA | NER | INDIA | NER | 2031 | 926 | 0.002 | -1
STEAM_COAL | INDIA | ER | INDIA | ER | 2021 | 797.2 | 0.002 | -1
STEAM_COAL | INDIA | ER | INDIA | ER | 2022 | 797.2 | 0.002 | -1
STEAM_COAL | INDIA | ER | INDIA | ER | 2023 | 797.2 | 0.002 | -1
STEAM_COAL | INDIA | ER | INDIA | ER | 2024 | 797.2 | 0.002 | -1
STEAM_COAL | INDIA | ER | INDIA | ER | 2025 | 797.2 | 0.002 | -1
STEAM_COAL | INDIA | ER | INDIA | ER | 2026 | 797.2 | 0.002 | -1
STEAM_COAL | INDIA | ER | INDIA | ER | 2027 | 797.2 | 0.002 | -1
STEAM_COAL | INDIA | ER | INDIA | ER | 2028 | 797.2 | 0.002 | -1
STEAM_COAL | INDIA | ER | INDIA | ER | 2029 | 797.2 | 0.002 | -1
STEAM_COAL | INDIA | ER | INDIA | ER | 2030 | 797.2 | 0.002 | -1
STEAM_COAL | INDIA | ER | INDIA | ER | 2031 | 797.2 | 0.002 | -1
STEAM_COAL | INDIA | ER | INDIA | WR | 2021 | 2399.6 | 0.008 | -1
STEAM_COAL | INDIA | ER | INDIA | WR | 2022 | 2399.6 | 0.008 | -1
STEAM_COAL | INDIA | ER | INDIA | WR | 2023 | 2399.6 | 0.008 | -1
STEAM_COAL | INDIA | ER | INDIA | WR | 2024 | 2399.6 | 0.008 | -1
STEAM_COAL | INDIA | ER | INDIA | WR | 2025 | 2399.6 | 0.008 | -1
STEAM_COAL | INDIA | ER | INDIA | WR | 2026 | 2399.6 | 0.008 | -1
STEAM_COAL | INDIA | ER | INDIA | WR | 2027 | 2399.6 | 0.008 | -1
STEAM_COAL | INDIA | ER | INDIA | WR | 2028 | 2399.6 | 0.008 | -1
STEAM_COAL | INDIA | ER | INDIA | WR | 2029 | 2399.6 | 0.008 | -1
STEAM_COAL | INDIA | ER | INDIA | WR | 2030 | 2399.6 | 0.008 | -1
STEAM_COAL | INDIA | ER | INDIA | WR | 2031 | 2399.6 | 0.008 | -1
STEAM_COAL | INDIA | ER | INDIA | NR | 2021 | 2497.6 | 0.008 | -1
STEAM_COAL | INDIA | ER | INDIA | NR | 2022 | 2497.6 | 0.008 | -1
STEAM_COAL | INDIA | ER | INDIA | NR | 2023 | 2497.6 | 0.008 | -1
STEAM_COAL | INDIA | ER | INDIA | NR | 2024 | 2497.6 | 0.008 | -1
STEAM_COAL | INDIA | ER | INDIA | NR | 2025 | 2497.6 | 0.008 | -1
STEAM_COAL | INDIA | ER | INDIA | NR | 2026 | 2497.6 | 0.008 | -1
STEAM_COAL | INDIA | ER | INDIA | NR | 2027 | 2497.6 | 0.008 | -1
STEAM_COAL | INDIA | ER | INDIA | NR | 2028 | 2497.6 | 0.008 | -1
STEAM_COAL | INDIA | ER | INDIA | NR | 2029 | 2497.6 | 0.008 | -1
STEAM_COAL | INDIA | ER | INDIA | NR | 2030 | 2497.6 | 0.008 | -1
STEAM_COAL | INDIA | ER | INDIA | NR | 2031 | 2497.6 | 0.008 | -1
STEAM_COAL | INDIA | ER | INDIA | SR | 2021 | 2776.7 | 0.008 | -1
STEAM_COAL | INDIA | ER | INDIA | SR | 2022 | 2776.7 | 0.008 | -1
STEAM_COAL | INDIA | ER | INDIA | SR | 2023 | 2776.7 | 0.008 | -1
STEAM_COAL | INDIA | ER | INDIA | SR | 2024 | 2776.7 | 0.008 | -1
STEAM_COAL | INDIA | ER | INDIA | SR | 2025 | 2776.7 | 0.008 | -1
STEAM_COAL | INDIA | ER | INDIA | SR | 2026 | 2776.7 | 0.008 | -1
STEAM_COAL | INDIA | ER | INDIA | SR | 2027 | 2776.7 | 0.008 | -1
STEAM_COAL | INDIA | ER | INDIA | SR | 2028 | 2776.7 | 0.008 | -1
STEAM_COAL | INDIA | ER | INDIA | SR | 2029 | 2776.7 | 0.008 | -1
STEAM_COAL | INDIA | ER | INDIA | SR | 2030 | 2776.7 | 0.008 | -1
STEAM_COAL | INDIA | ER | INDIA | SR | 2031 | 2776.7 | 0.008 | -1
STEAM_COAL | INDIA | ER | INDIA | NER | 2021 | 2497.6 | 0.008 | -1
STEAM_COAL | INDIA | ER | INDIA | NER | 2022 | 2497.6 | 0.008 | -1
STEAM_COAL | INDIA | ER | INDIA | NER | 2023 | 2497.6 | 0.008 | -1
STEAM_COAL | INDIA | ER | INDIA | NER | 2024 | 2497.6 | 0.008 | -1
STEAM_COAL | INDIA | ER | INDIA | NER | 2025 | 2497.6 | 0.008 | -1
STEAM_COAL | INDIA | ER | INDIA | NER | 2026 | 2497.6 | 0.008 | -1
STEAM_COAL | INDIA | ER | INDIA | NER | 2027 | 2497.6 | 0.008 | -1
STEAM_COAL | INDIA | ER | INDIA | NER | 2028 | 2497.6 | 0.008 | -1
STEAM_COAL | INDIA | ER | INDIA | NER | 2029 | 2497.6 | 0.008 | -1
STEAM_COAL | INDIA | ER | INDIA | NER | 2030 | 2497.6 | 0.008 | -1
STEAM_COAL | INDIA | ER | INDIA | NER | 2031 | 2497.6 | 0.008 | -1
STEAM_COAL | INDIA | WR | INDIA | ER | 2021 | 2399.6 | 0.008 | -1
STEAM_COAL | INDIA | WR | INDIA | ER | 2022 | 2399.6 | 0.008 | -1
STEAM_COAL | INDIA | WR | INDIA | ER | 2023 | 2399.6 | 0.008 | -1
STEAM_COAL | INDIA | WR | INDIA | ER | 2024 | 2399.6 | 0.008 | -1
STEAM_COAL | INDIA | WR | INDIA | ER | 2025 | 2399.6 | 0.008 | -1
STEAM_COAL | INDIA | WR | INDIA | ER | 2026 | 2399.6 | 0.008 | -1
STEAM_COAL | INDIA | WR | INDIA | ER | 2027 | 2399.6 | 0.008 | -1
STEAM_COAL | INDIA | WR | INDIA | ER | 2028 | 2399.6 | 0.008 | -1
STEAM_COAL | INDIA | WR | INDIA | ER | 2029 | 2399.6 | 0.008 | -1
STEAM_COAL | INDIA | WR | INDIA | ER | 2030 | 2399.6 | 0.008 | -1
STEAM_COAL | INDIA | WR | INDIA | ER | 2031 | 2399.6 | 0.008 | -1
STEAM_COAL | INDIA | WR | INDIA | WR | 2021 | 1054.7 | 0.002 | -1
STEAM_COAL | INDIA | WR | INDIA | WR | 2022 | 1054.7 | 0.002 | -1
STEAM_COAL | INDIA | WR | INDIA | WR | 2023 | 1054.7 | 0.002 | -1
STEAM_COAL | INDIA | WR | INDIA | WR | 2024 | 1054.7 | 0.002 | -1
STEAM_COAL | INDIA | WR | INDIA | WR | 2025 | 1054.7 | 0.002 | -1
STEAM_COAL | INDIA | WR | INDIA | WR | 2026 | 1054.7 | 0.002 | -1
STEAM_COAL | INDIA | WR | INDIA | WR | 2027 | 1054.7 | 0.002 | -1
STEAM_COAL | INDIA | WR | INDIA | WR | 2028 | 1054.7 | 0.002 | -1
STEAM_COAL | INDIA | WR | INDIA | WR | 2029 | 1054.7 | 0.002 | -1
STEAM_COAL | INDIA | WR | INDIA | WR | 2030 | 1054.7 | 0.002 | -1
STEAM_COAL | INDIA | WR | INDIA | WR | 2031 | 1054.7 | 0.002 | -1
STEAM_COAL | INDIA | WR | INDIA | NR | 2021 | 1838.6 | 0.008 | -1
STEAM_COAL | INDIA | WR | INDIA | NR | 2022 | 1838.6 | 0.008 | -1
STEAM_COAL | INDIA | WR | INDIA | NR | 2023 | 1838.6 | 0.008 | -1
STEAM_COAL | INDIA | WR | INDIA | NR | 2024 | 1838.6 | 0.008 | -1
STEAM_COAL | INDIA | WR | INDIA | NR | 2025 | 1838.6 | 0.008 | -1
STEAM_COAL | INDIA | WR | INDIA | NR | 2026 | 1838.6 | 0.008 | -1
STEAM_COAL | INDIA | WR | INDIA | NR | 2027 | 1838.6 | 0.008 | -1
STEAM_COAL | INDIA | WR | INDIA | NR | 2028 | 1838.6 | 0.008 | -1
STEAM_COAL | INDIA | WR | INDIA | NR | 2029 | 1838.6 | 0.008 | -1
STEAM_COAL | INDIA | WR | INDIA | NR | 2030 | 1838.6 | 0.008 | -1
STEAM_COAL | INDIA | WR | INDIA | NR | 2031 | 1838.6 | 0.008 | -1
STEAM_COAL | INDIA | WR | INDIA | SR | 2021 | 2160.3 | 0.008 | -1
STEAM_COAL | INDIA | WR | INDIA | SR | 2022 | 2160.3 | 0.008 | -1
STEAM_COAL | INDIA | WR | INDIA | SR | 2023 | 2160.3 | 0.008 | -1
STEAM_COAL | INDIA | WR | INDIA | SR | 2024 | 2160.3 | 0.008 | -1
STEAM_COAL | INDIA | WR | INDIA | SR | 2025 | 2160.3 | 0.008 | -1
STEAM_COAL | INDIA | WR | INDIA | SR | 2026 | 2160.3 | 0.008 | -1
STEAM_COAL | INDIA | WR | INDIA | SR | 2027 | 2160.3 | 0.008 | -1
STEAM_COAL | INDIA | WR | INDIA | SR | 2028 | 2160.3 | 0.008 | -1
STEAM_COAL | INDIA | WR | INDIA | SR | 2029 | 2160.3 | 0.008 | -1
STEAM_COAL | INDIA | WR | INDIA | SR | 2030 | 2160.3 | 0.008 | -1
STEAM_COAL | INDIA | WR | INDIA | SR | 2031 | 2160.3 | 0.008 | -1
STEAM_COAL | INDIA | WR | INDIA | NER | 2021 | 3354.5 | 0.008 | -1
STEAM_COAL | INDIA | WR | INDIA | NER | 2022 | 3354.5 | 0.008 | -1
STEAM_COAL | INDIA | WR | INDIA | NER | 2023 | 3354.5 | 0.008 | -1
STEAM_COAL | INDIA | WR | INDIA | NER | 2024 | 3354.5 | 0.008 | -1
STEAM_COAL | INDIA | WR | INDIA | NER | 2025 | 3354.5 | 0.008 | -1
STEAM_COAL | INDIA | WR | INDIA | NER | 2026 | 3354.5 | 0.008 | -1
STEAM_COAL | INDIA | WR | INDIA | NER | 2027 | 3354.5 | 0.008 | -1
STEAM_COAL | INDIA | WR | INDIA | NER | 2028 | 3354.5 | 0.008 | -1
STEAM_COAL | INDIA | WR | INDIA | NER | 2029 | 3354.5 | 0.008 | -1
STEAM_COAL | INDIA | WR | INDIA | NER | 2030 | 3354.5 | 0.008 | -1
STEAM_COAL | INDIA | WR | INDIA | NER | 2031 | 3354.5 | 0.008 | -1
STEAM_COAL | INDIA | NR | INDIA | ER | 2021 | 2497.6 | 0.008 | -1
STEAM_COAL | INDIA | NR | INDIA | ER | 2022 | 2497.6 | 0.008 | -1
STEAM_COAL | INDIA | NR | INDIA | ER | 2023 | 2497.6 | 0.008 | -1
STEAM_COAL | INDIA | NR | INDIA | ER | 2024 | 2497.6 | 0.008 | -1
STEAM_COAL | INDIA | NR | INDIA | ER | 2025 | 2497.6 | 0.008 | -1
STEAM_COAL | INDIA | NR | INDIA | ER | 2026 | 2497.6 | 0.008 | -1
STEAM_COAL | INDIA | NR | INDIA | ER | 2027 | 2497.6 | 0.008 | -1
STEAM_COAL | INDIA | NR | INDIA | ER | 2028 | 2497.6 | 0.008 | -1
STEAM_COAL | INDIA | NR | INDIA | ER | 2029 | 2497.6 | 0.008 | -1
STEAM_COAL | INDIA | NR | INDIA | ER | 2030 | 2497.6 | 0.008 | -1
STEAM_COAL | INDIA | NR | INDIA | ER | 2031 | 2497.6 | 0.008 | -1
STEAM_COAL | INDIA | NR | INDIA | WR | 2021 | 1838.6 | 0.008 | -1
STEAM_COAL | INDIA | NR | INDIA | WR | 2022 | 1838.6 | 0.008 | -1
STEAM_COAL | INDIA | NR | INDIA | WR | 2023 | 1838.6 | 0.008 | -1
STEAM_COAL | INDIA | NR | INDIA | WR | 2024 | 1838.6 | 0.008 | -1
STEAM_COAL | INDIA | NR | INDIA | WR | 2025 | 1838.6 | 0.008 | -1
STEAM_COAL | INDIA | NR | INDIA | WR | 2026 | 1838.6 | 0.008 | -1
STEAM_COAL | INDIA | NR | INDIA | WR | 2027 | 1838.6 | 0.008 | -1
STEAM_COAL | INDIA | NR | INDIA | WR | 2028 | 1838.6 | 0.008 | -1
STEAM_COAL | INDIA | NR | INDIA | WR | 2029 | 1838.6 | 0.008 | -1
STEAM_COAL | INDIA | NR | INDIA | WR | 2030 | 1838.6 | 0.008 | -1
STEAM_COAL | INDIA | NR | INDIA | WR | 2031 | 1838.6 | 0.008 | -1
STEAM_COAL | INDIA | NR | INDIA | NR | 2021 | 926 | 0.002 | -1
STEAM_COAL | INDIA | NR | INDIA | NR | 2022 | 926 | 0.002 | -1
STEAM_COAL | INDIA | NR | INDIA | NR | 2023 | 926 | 0.002 | -1
STEAM_COAL | INDIA | NR | INDIA | NR | 2024 | 926 | 0.002 | -1
STEAM_COAL | INDIA | NR | INDIA | NR | 2025 | 926 | 0.002 | -1
STEAM_COAL | INDIA | NR | INDIA | NR | 2026 | 926 | 0.002 | -1
STEAM_COAL | INDIA | NR | INDIA | NR | 2027 | 926 | 0.002 | -1
STEAM_COAL | INDIA | NR | INDIA | NR | 2028 | 926 | 0.002 | -1
STEAM_COAL | INDIA | NR | INDIA | NR | 2029 | 926 | 0.002 | -1
STEAM_COAL | INDIA | NR | INDIA | NR | 2030 | 926 | 0.002 | -1
STEAM_COAL | INDIA | NR | INDIA | NR | 2031 | 926 | 0.002 | -1
STEAM_COAL | INDIA | NR | INDIA | SR | 2021 | 3029.6 | 0.008 | -1
STEAM_COAL | INDIA | NR | INDIA | SR | 2022 | 3029.6 | 0.008 | -1
STEAM_COAL | INDIA | NR | INDIA | SR | 2023 | 3029.6 | 0.008 | -1
STEAM_COAL | INDIA | NR | INDIA | SR | 2024 | 3029.6 | 0.008 | -1
STEAM_COAL | INDIA | NR | INDIA | SR | 2025 | 3029.6 | 0.008 | -1
STEAM_COAL | INDIA | NR | INDIA | SR | 2026 | 3029.6 | 0.008 | -1
STEAM_COAL | INDIA | NR | INDIA | SR | 2027 | 3029.6 | 0.008 | -1
STEAM_COAL | INDIA | NR | INDIA | SR | 2028 | 3029.6 | 0.008 | -1
STEAM_COAL | INDIA | NR | INDIA | SR | 2029 | 3029.6 | 0.008 | -1
STEAM_COAL | INDIA | NR | INDIA | SR | 2030 | 3029.6 | 0.008 | -1
STEAM_COAL | INDIA | NR | INDIA | SR | 2031 | 3029.6 | 0.008 | -1
STEAM_COAL | INDIA | NR | INDIA | NER | 2021 | 3174 | 0.008 | -1
STEAM_COAL | INDIA | NR | INDIA | NER | 2022 | 3174 | 0.008 | -1
STEAM_COAL | INDIA | NR | INDIA | NER | 2023 | 3174 | 0.008 | -1
STEAM_COAL | INDIA | NR | INDIA | NER | 2024 | 3174 | 0.008 | -1
STEAM_COAL | INDIA | NR | INDIA | NER | 2025 | 3174 | 0.008 | -1
STEAM_COAL | INDIA | NR | INDIA | NER | 2026 | 3174 | 0.008 | -1
STEAM_COAL | INDIA | NR | INDIA | NER | 2027 | 3174 | 0.008 | -1
STEAM_COAL | INDIA | NR | INDIA | NER | 2028 | 3174 | 0.008 | -1
STEAM_COAL | INDIA | NR | INDIA | NER | 2029 | 3174 | 0.008 | -1
STEAM_COAL | INDIA | NR | INDIA | NER | 2030 | 3174 | 0.008 | -1
STEAM_COAL | INDIA | NR | INDIA | NER | 2031 | 3174 | 0.008 | -1
STEAM_COAL | INDIA | SR | INDIA | ER | 2021 | 2776.7 | 0.008 | -1
STEAM_COAL | INDIA | SR | INDIA | ER | 2022 | 2776.7 | 0.008 | -1
STEAM_COAL | INDIA | SR | INDIA | ER | 2023 | 2776.7 | 0.008 | -1
STEAM_COAL | INDIA | SR | INDIA | ER | 2024 | 2776.7 | 0.008 | -1
STEAM_COAL | INDIA | SR | INDIA | ER | 2025 | 2776.7 | 0.008 | -1
STEAM_COAL | INDIA | SR | INDIA | ER | 2026 | 2776.7 | 0.008 | -1
STEAM_COAL | INDIA | SR | INDIA | ER | 2027 | 2776.7 | 0.008 | -1
STEAM_COAL | INDIA | SR | INDIA | ER | 2028 | 2776.7 | 0.008 | -1
STEAM_COAL | INDIA | SR | INDIA | ER | 2029 | 2776.7 | 0.008 | -1
STEAM_COAL | INDIA | SR | INDIA | ER | 2030 | 2776.7 | 0.008 | -1
STEAM_COAL | INDIA | SR | INDIA | ER | 2031 | 2776.7 | 0.008 | -1
STEAM_COAL | INDIA | SR | INDIA | WR | 2021 | 2160.3 | 0.008 | -1
STEAM_COAL | INDIA | SR | INDIA | WR | 2022 | 2160.3 | 0.008 | -1
STEAM_COAL | INDIA | SR | INDIA | WR | 2023 | 2160.3 | 0.008 | -1
STEAM_COAL | INDIA | SR | INDIA | WR | 2024 | 2160.3 | 0.008 | -1
STEAM_COAL | INDIA | SR | INDIA | WR | 2025 | 2160.3 | 0.008 | -1
STEAM_COAL | INDIA | SR | INDIA | WR | 2026 | 2160.3 | 0.008 | -1
STEAM_COAL | INDIA | SR | INDIA | WR | 2027 | 2160.3 | 0.008 | -1
STEAM_COAL | INDIA | SR | INDIA | WR | 2028 | 2160.3 | 0.008 | -1
STEAM_COAL | INDIA | SR | INDIA | WR | 2029 | 2160.3 | 0.008 | -1
STEAM_COAL | INDIA | SR | INDIA | WR | 2030 | 2160.3 | 0.008 | -1
STEAM_COAL | INDIA | SR | INDIA | WR | 2031 | 2160.3 | 0.008 | -1
STEAM_COAL | INDIA | SR | INDIA | NR | 2021 | 3029.6 | 0.008 | -1
STEAM_COAL | INDIA | SR | INDIA | NR | 2022 | 3029.6 | 0.008 | -1
STEAM_COAL | INDIA | SR | INDIA | NR | 2023 | 3029.6 | 0.008 | -1
STEAM_COAL | INDIA | SR | INDIA | NR | 2024 | 3029.6 | 0.008 | -1
STEAM_COAL | INDIA | SR | INDIA | NR | 2025 | 3029.6 | 0.008 | -1
STEAM_COAL | INDIA | SR | INDIA | NR | 2026 | 3029.6 | 0.008 | -1
STEAM_COAL | INDIA | SR | INDIA | NR | 2027 | 3029.6 | 0.008 | -1
STEAM_COAL | INDIA | SR | INDIA | NR | 2028 | 3029.6 | 0.008 | -1
STEAM_COAL | INDIA | SR | INDIA | NR | 2029 | 3029.6 | 0.008 | -1
STEAM_COAL | INDIA | SR | INDIA | NR | 2030 | 3029.6 | 0.008 | -1
STEAM_COAL | INDIA | SR | INDIA | NR | 2031 | 3029.6 | 0.008 | -1
STEAM_COAL | INDIA | SR | INDIA | SR | 2021 | 926 | 0.002 | -1
STEAM_COAL | INDIA | SR | INDIA | SR | 2022 | 926 | 0.002 | -1
STEAM_COAL | INDIA | SR | INDIA | SR | 2023 | 926 | 0.002 | -1
STEAM_COAL | INDIA | SR | INDIA | SR | 2024 | 926 | 0.002 | -1
STEAM_COAL | INDIA | SR | INDIA | SR | 2025 | 926 | 0.002 | -1
STEAM_COAL | INDIA | SR | INDIA | SR | 2026 | 926 | 0.002 | -1
STEAM_COAL | INDIA | SR | INDIA | SR | 2027 | 926 | 0.002 | -1
STEAM_COAL | INDIA | SR | INDIA | SR | 2028 | 926 | 0.002 | -1
STEAM_COAL | INDIA | SR | INDIA | SR | 2029 | 926 | 0.002 | -1
STEAM_COAL | INDIA | SR | INDIA | SR | 2030 | 926 | 0.002 | -1
STEAM_COAL | INDIA | SR | INDIA | SR | 2031 | 926 | 0.002 | -1
STEAM_COAL | INDIA | SR | INDIA | NER | 2021 | 3787.9 | 0.008 | -1
STEAM_COAL | INDIA | SR | INDIA | NER | 2022 | 3787.9 | 0.008 | -1
STEAM_COAL | INDIA | SR | INDIA | NER | 2023 | 3787.9 | 0.008 | -1
STEAM_COAL | INDIA | SR | INDIA | NER | 2024 | 3787.9 | 0.008 | -1
STEAM_COAL | INDIA | SR | INDIA | NER | 2025 | 3787.9 | 0.008 | -1
STEAM_COAL | INDIA | SR | INDIA | NER | 2026 | 3787.9 | 0.008 | -1
STEAM_COAL | INDIA | SR | INDIA | NER | 2027 | 3787.9 | 0.008 | -1
STEAM_COAL | INDIA | SR | INDIA | NER | 2028 | 3787.9 | 0.008 | -1
STEAM_COAL | INDIA | SR | INDIA | NER | 2029 | 3787.9 | 0.008 | -1
STEAM_COAL | INDIA | SR | INDIA | NER | 2030 | 3787.9 | 0.008 | -1
STEAM_COAL | INDIA | SR | INDIA | NER | 2031 | 3787.9 | 0.008 | -1
STEAM_COAL | INDIA | NER | INDIA | ER | 2021 | 2497.6 | 0.008 | -1
STEAM_COAL | INDIA | NER | INDIA | ER | 2022 | 2497.6 | 0.008 | -1
STEAM_COAL | INDIA | NER | INDIA | ER | 2023 | 2497.6 | 0.008 | -1
STEAM_COAL | INDIA | NER | INDIA | ER | 2024 | 2497.6 | 0.008 | -1
STEAM_COAL | INDIA | NER | INDIA | ER | 2025 | 2497.6 | 0.008 | -1
STEAM_COAL | INDIA | NER | INDIA | ER | 2026 | 2497.6 | 0.008 | -1
STEAM_COAL | INDIA | NER | INDIA | ER | 2027 | 2497.6 | 0.008 | -1
STEAM_COAL | INDIA | NER | INDIA | ER | 2028 | 2497.6 | 0.008 | -1
STEAM_COAL | INDIA | NER | INDIA | ER | 2029 | 2497.6 | 0.008 | -1
STEAM_COAL | INDIA | NER | INDIA | ER | 2030 | 2497.6 | 0.008 | -1
STEAM_COAL | INDIA | NER | INDIA | ER | 2031 | 2497.6 | 0.008 | -1
STEAM_COAL | INDIA | NER | INDIA | WR | 2021 | 3354.5 | 0.008 | -1
STEAM_COAL | INDIA | NER | INDIA | WR | 2022 | 3354.5 | 0.008 | -1
STEAM_COAL | INDIA | NER | INDIA | WR | 2023 | 3354.5 | 0.008 | -1
STEAM_COAL | INDIA | NER | INDIA | WR | 2024 | 3354.5 | 0.008 | -1
STEAM_COAL | INDIA | NER | INDIA | WR | 2025 | 3354.5 | 0.008 | -1
STEAM_COAL | INDIA | NER | INDIA | WR | 2026 | 3354.5 | 0.008 | -1
STEAM_COAL | INDIA | NER | INDIA | WR | 2027 | 3354.5 | 0.008 | -1
STEAM_COAL | INDIA | NER | INDIA | WR | 2028 | 3354.5 | 0.008 | -1
STEAM_COAL | INDIA | NER | INDIA | WR | 2029 | 3354.5 | 0.008 | -1
STEAM_COAL | INDIA | NER | INDIA | WR | 2030 | 3354.5 | 0.008 | -1
STEAM_COAL | INDIA | NER | INDIA | WR | 2031 | 3354.5 | 0.008 | -1
STEAM_COAL | INDIA | NER | INDIA | NR | 2021 | 3174 | 0.008 | -1
STEAM_COAL | INDIA | NER | INDIA | NR | 2022 | 3174 | 0.008 | -1
STEAM_COAL | INDIA | NER | INDIA | NR | 2023 | 3174 | 0.008 | -1
STEAM_COAL | INDIA | NER | INDIA | NR | 2024 | 3174 | 0.008 | -1
STEAM_COAL | INDIA | NER | INDIA | NR | 2025 | 3174 | 0.008 | -1
STEAM_COAL | INDIA | NER | INDIA | NR | 2026 | 3174 | 0.008 | -1
STEAM_COAL | INDIA | NER | INDIA | NR | 2027 | 3174 | 0.008 | -1
STEAM_COAL | INDIA | NER | INDIA | NR | 2028 | 3174 | 0.008 | -1
STEAM_COAL | INDIA | NER | INDIA | NR | 2029 | 3174 | 0.008 | -1
STEAM_COAL | INDIA | NER | INDIA | NR | 2030 | 3174 | 0.008 | -1
STEAM_COAL | INDIA | NER | INDIA | NR | 2031 | 3174 | 0.008 | -1
STEAM_COAL | INDIA | NER | INDIA | SR | 2021 | 3787.9 | 0.008 | -1
STEAM_COAL | INDIA | NER | INDIA | SR | 2022 | 3787.9 | 0.008 | -1
STEAM_COAL | INDIA | NER | INDIA | SR | 2023 | 3787.9 | 0.008 | -1
STEAM_COAL | INDIA | NER | INDIA | SR | 2024 | 3787.9 | 0.008 | -1
STEAM_COAL | INDIA | NER | INDIA | SR | 2025 | 3787.9 | 0.008 | -1
STEAM_COAL | INDIA | NER | INDIA | SR | 2026 | 3787.9 | 0.008 | -1
STEAM_COAL | INDIA | NER | INDIA | SR | 2027 | 3787.9 | 0.008 | -1
STEAM_COAL | INDIA | NER | INDIA | SR | 2028 | 3787.9 | 0.008 | -1
STEAM_COAL | INDIA | NER | INDIA | SR | 2029 | 3787.9 | 0.008 | -1
STEAM_COAL | INDIA | NER | INDIA | SR | 2030 | 3787.9 | 0.008 | -1
STEAM_COAL | INDIA | NER | INDIA | SR | 2031 | 3787.9 | 0.008 | -1
STEAM_COAL | INDIA | NER | INDIA | NER | 2021 | 926 | 0.002 | -1
STEAM_COAL | INDIA | NER | INDIA | NER | 2022 | 926 | 0.002 | -1
STEAM_COAL | INDIA | NER | INDIA | NER | 2023 | 926 | 0.002 | -1
STEAM_COAL | INDIA | NER | INDIA | NER | 2024 | 926 | 0.002 | -1
STEAM_COAL | INDIA | NER | INDIA | NER | 2025 | 926 | 0.002 | -1
STEAM_COAL | INDIA | NER | INDIA | NER | 2026 | 926 | 0.002 | -1
STEAM_COAL | INDIA | NER | INDIA | NER | 2027 | 926 | 0.002 | -1
STEAM_COAL | INDIA | NER | INDIA | NER | 2028 | 926 | 0.002 | -1
STEAM_COAL | INDIA | NER | INDIA | NER | 2029 | 926 | 0.002 | -1
STEAM_COAL | INDIA | NER | INDIA | NER | 2030 | 926 | 0.002 | -1
STEAM_COAL | INDIA | NER | INDIA | NER | 2031 | 926 | 0.002 | -1
ELECTRICITY | INDIA | NR | INDIA | NR | 2021 | 2.3515 | 0.21096 | -1
ELECTRICITY | INDIA | NR | INDIA | NR | 2022 | 2.3843 | 0.20448 | -1
ELECTRICITY | INDIA | NR | INDIA | NR | 2023 | 2.4177 | 0.19823 | -1
ELECTRICITY | INDIA | NR | INDIA | NR | 2024 | 2.4517 | 0.19297 | -1
ELECTRICITY | INDIA | NR | INDIA | NR | 2025 | 2.4863 | 0.1882 | -1
ELECTRICITY | INDIA | NR | INDIA | NR | 2026 | 2.5214 | 0.18359 | -1
ELECTRICITY | INDIA | NR | INDIA | NR | 2027 | 2.5571 | 0.17912 | -1
ELECTRICITY | INDIA | NR | INDIA | NR | 2028 | 2.5934 | 0.17479 | -1
ELECTRICITY | INDIA | NR | INDIA | NR | 2029 | 2.6304 | 0.17061 | -1
ELECTRICITY | INDIA | NR | INDIA | NR | 2030 | 2.6679 | 0.16655 | -1
ELECTRICITY | INDIA | NR | INDIA | NR | 2031 | 2.7061 | 0.16263 | -1
ELECTRICITY | INDIA | WR | INDIA | WR | 2021 | 2.3041 | 0.22046 | -1
ELECTRICITY | INDIA | WR | INDIA | WR | 2022 | 2.3362 | 0.21416 | -1
ELECTRICITY | INDIA | WR | INDIA | WR | 2023 | 2.3688 | 0.20806 | -1
ELECTRICITY | INDIA | WR | INDIA | WR | 2024 | 2.402 | 0.20214 | -1
ELECTRICITY | INDIA | WR | INDIA | WR | 2025 | 2.4357 | 0.1964 | -1
ELECTRICITY | INDIA | WR | INDIA | WR | 2026 | 2.47 | 0.19083 | -1
ELECTRICITY | INDIA | WR | INDIA | WR | 2027 | 2.5048 | 0.18543 | -1
ELECTRICITY | INDIA | WR | INDIA | WR | 2028 | 2.5403 | 0.1802 | -1
ELECTRICITY | INDIA | WR | INDIA | WR | 2029 | 2.5763 | 0.17512 | -1
ELECTRICITY | INDIA | WR | INDIA | WR | 2030 | 2.613 | 0.1702 | -1
ELECTRICITY | INDIA | WR | INDIA | WR | 2031 | 2.6502 | 0.16543 | -1
ELECTRICITY | INDIA | SR | INDIA | SR | 2021 | 1.7488 | 0.17686 | -1
ELECTRICITY | INDIA | SR | INDIA | SR | 2022 | 1.7716 | 0.17411 | -1
ELECTRICITY | INDIA | SR | INDIA | SR | 2023 | 1.7947 | 0.17146 | -1
ELECTRICITY | INDIA | SR | INDIA | SR | 2024 | 1.8182 | 0.16889 | -1
ELECTRICITY | INDIA | SR | INDIA | SR | 2025 | 1.8421 | 0.16641 | -1
ELECTRICITY | INDIA | SR | INDIA | SR | 2026 | 1.8664 | 0.16529 | -1
ELECTRICITY | INDIA | SR | INDIA | SR | 2027 | 1.8911 | 0.16423 | -1
ELECTRICITY | INDIA | SR | INDIA | SR | 2028 | 1.9162 | 0.16319 | -1
ELECTRICITY | INDIA | SR | INDIA | SR | 2029 | 1.9418 | 0.16216 | -1
ELECTRICITY | INDIA | SR | INDIA | SR | 2030 | 1.9678 | 0.16115 | -1
ELECTRICITY | INDIA | SR | INDIA | SR | 2031 | 1.9942 | 0.16036 | -1
ELECTRICITY | INDIA | ER | INDIA | ER | 2021 | 1.5515 | 0.25693 | -1
ELECTRICITY | INDIA | ER | INDIA | ER | 2022 | 1.5709 | 0.25094 | -1
ELECTRICITY | INDIA | ER | INDIA | ER | 2023 | 1.5906 | 0.2451 | -1
ELECTRICITY | INDIA | ER | INDIA | ER | 2024 | 1.6107 | 0.23939 | -1
ELECTRICITY | INDIA | ER | INDIA | ER | 2025 | 1.6311 | 0.23382 | -1
ELECTRICITY | INDIA | ER | INDIA | ER | 2026 | 1.6519 | 0.22838 | -1
ELECTRICITY | INDIA | ER | INDIA | ER | 2027 | 1.673 | 0.22306 | -1
ELECTRICITY | INDIA | ER | INDIA | ER | 2028 | 1.6945 | 0.21786 | -1
ELECTRICITY | INDIA | ER | INDIA | ER | 2029 | 1.7163 | 0.21279 | -1
ELECTRICITY | INDIA | ER | INDIA | ER | 2030 | 1.7385 | 0.20783 | -1
ELECTRICITY | INDIA | ER | INDIA | ER | 2031 | 1.761 | 0.20299 | -1
ELECTRICITY | INDIA | NER | INDIA | NER | 2021 | 1.8039 | 0.29286 | -1
ELECTRICITY | INDIA | NER | INDIA | NER | 2022 | 1.8275 | 0.28448 | -1
ELECTRICITY | INDIA | NER | INDIA | NER | 2023 | 1.8516 | 0.27636 | -1
ELECTRICITY | INDIA | NER | INDIA | NER | 2024 | 1.876 | 0.26849 | -1
ELECTRICITY | INDIA | NER | INDIA | NER | 2025 | 1.9009 | 0.26088 | -1
ELECTRICITY | INDIA | NER | INDIA | NER | 2026 | 1.9262 | 0.25351 | -1
ELECTRICITY | INDIA | NER | INDIA | NER | 2027 | 1.9519 | 0.24637 | -1
ELECTRICITY | INDIA | NER | INDIA | NER | 2028 | 1.9781 | 0.23946 | -1
ELECTRICITY | INDIA | NER | INDIA | NER | 2029 | 2.0047 | 0.23276 | -1
ELECTRICITY | INDIA | NER | INDIA | NER | 2030 | 2.0317 | 0.22627 | -1
ELECTRICITY | INDIA | NER | INDIA | NER | 2031 | 2.0592 | 0.21998 | -1
ELECTRICITY | INDIA | NR | INDIA | WR | 2021 | 0.4 | 0.033 | 24.543
ELECTRICITY | INDIA | NR | INDIA | WR | 2022 | 0.41 | 0.033 | 25.327
ELECTRICITY | INDIA | NR | INDIA | WR | 2023 | 0.42 | 0.033 | 26.1111
ELECTRICITY | INDIA | NR | INDIA | WR | 2024 | 0.43 | 0.033 | 26.8952
ELECTRICITY | INDIA | NR | INDIA | WR | 2025 | 0.44 | 0.033 | 27.6792
ELECTRICITY | INDIA | NR | INDIA | WR | 2026 | 0.45 | 0.033 | 28.4633
ELECTRICITY | INDIA | NR | INDIA | WR | 2027 | 0.46 | 0.033 | 29.2474
ELECTRICITY | INDIA | NR | INDIA | WR | 2028 | 0.47 | 0.033 | 30.0314
ELECTRICITY | INDIA | NR | INDIA | WR | 2029 | 0.48 | 0.033 | 30.8155
ELECTRICITY | INDIA | NR | INDIA | WR | 2030 | 0.49 | 0.033 | 31.5995
ELECTRICITY | INDIA | NR | INDIA | WR | 2031 | 0.5 | 0.033 | 32.3836
ELECTRICITY | INDIA | WR | INDIA | SR | 2021 | 0.4 | 0.033 | 10.2634
ELECTRICITY | INDIA | WR | INDIA | SR | 2022 | 0.41 | 0.033 | 10.5913
ELECTRICITY | INDIA | WR | INDIA | SR | 2023 | 0.42 | 0.033 | 10.9192
ELECTRICITY | INDIA | WR | INDIA | SR | 2024 | 0.43 | 0.033 | 11.2471
ELECTRICITY | INDIA | WR | INDIA | SR | 2025 | 0.44 | 0.033 | 11.575
ELECTRICITY | INDIA | WR | INDIA | SR | 2026 | 0.45 | 0.033 | 11.9028
ELECTRICITY | INDIA | WR | INDIA | SR | 2027 | 0.46 | 0.033 | 12.2307
ELECTRICITY | INDIA | WR | INDIA | SR | 2028 | 0.47 | 0.033 | 12.5586
ELECTRICITY | INDIA | WR | INDIA | SR | 2029 | 0.48 | 0.033 | 12.8865
ELECTRICITY | INDIA | WR | INDIA | SR | 2030 | 0.49 | 0.033 | 13.2144
ELECTRICITY | INDIA | WR | INDIA | SR | 2031 | 0.5 | 0.033 | 13.5422
ELECTRICITY | INDIA | SR | INDIA | ER | 2021 | 0.4 | 0.033 | 6.1185
ELECTRICITY | INDIA | SR | INDIA | ER | 2022 | 0.41 | 0.033 | 6.3139
ELECTRICITY | INDIA | SR | INDIA | ER | 2023 | 0.42 | 0.033 | 6.5094
ELECTRICITY | INDIA | SR | INDIA | ER | 2024 | 0.43 | 0.033 | 6.7049
ELECTRICITY | INDIA | SR | INDIA | ER | 2025 | 0.44 | 0.033 | 6.9003
ELECTRICITY | INDIA | SR | INDIA | ER | 2026 | 0.45 | 0.033 | 7.0958
ELECTRICITY | INDIA | SR | INDIA | ER | 2027 | 0.46 | 0.033 | 7.2912
ELECTRICITY | INDIA | SR | INDIA | ER | 2028 | 0.47 | 0.033 | 7.4867
ELECTRICITY | INDIA | SR | INDIA | ER | 2029 | 0.48 | 0.033 | 7.6822
ELECTRICITY | INDIA | SR | INDIA | ER | 2030 | 0.49 | 0.033 | 7.8776
ELECTRICITY | INDIA | SR | INDIA | ER | 2031 | 0.5 | 0.033 | 8.0731
ELECTRICITY | INDIA | ER | INDIA | NER | 2021 | 0.4 | 0.033 | 15.433
ELECTRICITY | INDIA | ER | INDIA | NER | 2022 | 0.41 | 0.033 | 15.926
ELECTRICITY | INDIA | ER | INDIA | NER | 2023 | 0.42 | 0.033 | 16.419
ELECTRICITY | INDIA | ER | INDIA | NER | 2024 | 0.43 | 0.033 | 16.9121
ELECTRICITY | INDIA | ER | INDIA | NER | 2025 | 0.44 | 0.033 | 17.4051
ELECTRICITY | INDIA | ER | INDIA | NER | 2026 | 0.45 | 0.033 | 17.8981
ELECTRICITY | INDIA | ER | INDIA | NER | 2027 | 0.46 | 0.033 | 18.3911
ELECTRICITY | INDIA | ER | INDIA | NER | 2028 | 0.47 | 0.033 | 18.8842
ELECTRICITY | INDIA | ER | INDIA | NER | 2029 | 0.48 | 0.033 | 19.3772
ELECTRICITY | INDIA | ER | INDIA | NER | 2030 | 0.49 | 0.033 | 19.8702
ELECTRICITY | INDIA | ER | INDIA | NER | 2031 | 0.5 | 0.033 | 20.3633
ELECTRICITY | INDIA | NER | INDIA | NR | 2021 | 0.4 | 0.033 | 0
ELECTRICITY | INDIA | NER | INDIA | NR | 2022 | 0.41 | 0.033 | 0
ELECTRICITY | INDIA | NER | INDIA | NR | 2023 | 0.42 | 0.033 | 0
ELECTRICITY | INDIA | NER | INDIA | NR | 2024 | 0.43 | 0.033 | 0
ELECTRICITY | INDIA | NER | INDIA | NR | 2025 | 0.44 | 0.033 | 0
ELECTRICITY | INDIA | NER | INDIA | NR | 2026 | 0.45 | 0.033 | 0
ELECTRICITY | INDIA | NER | INDIA | NR | 2027 | 0.46 | 0.033 | 0
ELECTRICITY | INDIA | NER | INDIA | NR | 2028 | 0.47 | 0.033 | 0
ELECTRICITY | INDIA | NER | INDIA | NR | 2029 | 0.48 | 0.033 | 0
ELECTRICITY | INDIA | NER | INDIA | NR | 2030 | 0.49 | 0.033 | 0
ELECTRICITY | INDIA | NER | INDIA | NR | 2031 | 0.5 | 0.033 | 0
ELECTRICITY | INDIA | NR | INDIA | SR | 2021 | 0.4 | 0.033 | 0
ELECTRICITY | INDIA | NR | INDIA | SR | 2022 | 0.41 | 0.033 | 0
ELECTRICITY | INDIA | NR | INDIA | SR | 2023 | 0.42 | 0.033 | 0
ELECTRICITY | INDIA | NR | INDIA | SR | 2024 | 0.43 | 0.033 | 0
ELECTRICITY | INDIA | NR | INDIA | SR | 2025 | 0.44 | 0.033 | 0
ELECTRICITY | INDIA | NR | INDIA | SR | 2026 | 0.45 | 0.033 | 0
ELECTRICITY | INDIA | NR | INDIA | SR | 2027 | 0.46 | 0.033 | 0
ELECTRICITY | INDIA | NR | INDIA | SR | 2028 | 0.47 | 0.033 | 0
ELECTRICITY | INDIA | NR | INDIA | SR | 2029 | 0.48 | 0.033 | 0
ELECTRICITY | INDIA | NR | INDIA | SR | 2030 | 0.49 | 0.033 | 0
ELECTRICITY | INDIA | NR | INDIA | SR | 2031 | 0.5 | 0.033 | 0
ELECTRICITY | INDIA | WR | INDIA | ER | 2021 | 0.4 | 0.033 | 16.7441
ELECTRICITY | INDIA | WR | INDIA | ER | 2022 | 0.41 | 0.033 | 17.279
ELECTRICITY | INDIA | WR | INDIA | ER | 2023 | 0.42 | 0.033 | 17.8139
ELECTRICITY | INDIA | WR | INDIA | ER | 2024 | 0.43 | 0.033 | 18.3488
ELECTRICITY | INDIA | WR | INDIA | ER | 2025 | 0.44 | 0.033 | 18.8837
ELECTRICITY | INDIA | WR | INDIA | ER | 2026 | 0.45 | 0.033 | 19.4186
ELECTRICITY | INDIA | WR | INDIA | ER | 2027 | 0.46 | 0.033 | 19.9535
ELECTRICITY | INDIA | WR | INDIA | ER | 2028 | 0.47 | 0.033 | 20.4885
ELECTRICITY | INDIA | WR | INDIA | ER | 2029 | 0.48 | 0.033 | 21.0234
ELECTRICITY | INDIA | WR | INDIA | ER | 2030 | 0.49 | 0.033 | 21.5583
ELECTRICITY | INDIA | WR | INDIA | ER | 2031 | 0.5 | 0.033 | 22.0932
ELECTRICITY | INDIA | SR | INDIA | NER | 2021 | 0.4 | 0.033 | 0
ELECTRICITY | INDIA | SR | INDIA | NER | 2022 | 0.41 | 0.033 | 0
ELECTRICITY | INDIA | SR | INDIA | NER | 2023 | 0.42 | 0.033 | 0
ELECTRICITY | INDIA | SR | INDIA | NER | 2024 | 0.43 | 0.033 | 0
ELECTRICITY | INDIA | SR | INDIA | NER | 2025 | 0.44 | 0.033 | 0
ELECTRICITY | INDIA | SR | INDIA | NER | 2026 | 0.45 | 0.033 | 0
ELECTRICITY | INDIA | SR | INDIA | NER | 2027 | 0.46 | 0.033 | 0
ELECTRICITY | INDIA | SR | INDIA | NER | 2028 | 0.47 | 0.033 | 0
ELECTRICITY | INDIA | SR | INDIA | NER | 2029 | 0.48 | 0.033 | 0
ELECTRICITY | INDIA | SR | INDIA | NER | 2030 | 0.49 | 0.033 | 0
ELECTRICITY | INDIA | SR | INDIA | NER | 2031 | 0.5 | 0.033 | 0
ELECTRICITY | INDIA | ER | INDIA | NR | 2021 | 0.4 | 0.033 | 31.9481
ELECTRICITY | INDIA | ER | INDIA | NR | 2022 | 0.41 | 0.033 | 32.9687
ELECTRICITY | INDIA | ER | INDIA | NR | 2023 | 0.42 | 0.033 | 33.9893
ELECTRICITY | INDIA | ER | INDIA | NR | 2024 | 0.43 | 0.033 | 35.01
ELECTRICITY | INDIA | ER | INDIA | NR | 2025 | 0.44 | 0.033 | 36.0306
ELECTRICITY | INDIA | ER | INDIA | NR | 2026 | 0.45 | 0.033 | 37.0512
ELECTRICITY | INDIA | ER | INDIA | NR | 2027 | 0.46 | 0.033 | 38.0718
ELECTRICITY | INDIA | ER | INDIA | NR | 2028 | 0.47 | 0.033 | 39.0925
ELECTRICITY | INDIA | ER | INDIA | NR | 2029 | 0.48 | 0.033 | 40.1131
ELECTRICITY | INDIA | ER | INDIA | NR | 2030 | 0.49 | 0.033 | 41.1337
ELECTRICITY | INDIA | ER | INDIA | NR | 2031 | 0.5 | 0.033 | 42.1544
ELECTRICITY | INDIA | NER | INDIA | WR | 2021 | 0.4 | 0.033 | 0
ELECTRICITY | INDIA | NER | INDIA | WR | 2022 | 0.41 | 0.033 | 0
ELECTRICITY | INDIA | NER | INDIA | WR | 2023 | 0.42 | 0.033 | 0
ELECTRICITY | INDIA | NER | INDIA | WR | 2024 | 0.43 | 0.033 | 0
ELECTRICITY | INDIA | NER | INDIA | WR | 2025 | 0.44 | 0.033 | 0
ELECTRICITY | INDIA | NER | INDIA | WR | 2026 | 0.45 | 0.033 | 0
ELECTRICITY | INDIA | NER | INDIA | WR | 2027 | 0.46 | 0.033 | 0
ELECTRICITY | INDIA | NER | INDIA | WR | 2028 | 0.47 | 0.033 | 0
ELECTRICITY | INDIA | NER | INDIA | WR | 2029 | 0.48 | 0.033 | 0
ELECTRICITY | INDIA | NER | INDIA | WR | 2030 | 0.49 | 0.033 | 0
ELECTRICITY | INDIA | NER | INDIA | WR | 2031 | 0.5 | 0.033 | 0
ELECTRICITY | INDIA | NR | INDIA | ER | 2021 | 0.4 | 0.033 | 31.9481
ELECTRICITY | INDIA | NR | INDIA | ER | 2022 | 0.41 | 0.033 | 32.9687
ELECTRICITY | INDIA | NR | INDIA | ER | 2023 | 0.42 | 0.033 | 33.9893
ELECTRICITY | INDIA | NR | INDIA | ER | 2024 | 0.43 | 0.033 | 35.01
ELECTRICITY | INDIA | NR | INDIA | ER | 2025 | 0.44 | 0.033 | 36.0306
ELECTRICITY | INDIA | NR | INDIA | ER | 2026 | 0.45 | 0.033 | 37.0512
ELECTRICITY | INDIA | NR | INDIA | ER | 2027 | 0.46 | 0.033 | 38.0718
ELECTRICITY | INDIA | NR | INDIA | ER | 2028 | 0.47 | 0.033 | 39.0925
ELECTRICITY | INDIA | NR | INDIA | ER | 2029 | 0.48 | 0.033 | 40.1131
ELECTRICITY | INDIA | NR | INDIA | ER | 2030 | 0.49 | 0.033 | 41.1337
ELECTRICITY | INDIA | NR | INDIA | ER | 2031 | 0.5 | 0.033 | 42.1544
ELECTRICITY | INDIA | WR | INDIA | NER | 2021 | 0.4 | 0.033 | 0
ELECTRICITY | INDIA | WR | INDIA | NER | 2022 | 0.41 | 0.033 | 0
ELECTRICITY | INDIA | WR | INDIA | NER | 2023 | 0.42 | 0.033 | 0
ELECTRICITY | INDIA | WR | INDIA | NER | 2024 | 0.43 | 0.033 | 0
ELECTRICITY | INDIA | WR | INDIA | NER | 2025 | 0.44 | 0.033 | 0
ELECTRICITY | INDIA | WR | INDIA | NER | 2026 | 0.45 | 0.033 | 0
ELECTRICITY | INDIA | WR | INDIA | NER | 2027 | 0.46 | 0.033 | 0
ELECTRICITY | INDIA | WR | INDIA | NER | 2028 | 0.47 | 0.033 | 0
ELECTRICITY | INDIA | WR | INDIA | NER | 2029 | 0.48 | 0.033 | 0
ELECTRICITY | INDIA | WR | INDIA | NER | 2030 | 0.49 | 0.033 | 0
ELECTRICITY | INDIA | WR | INDIA | NER | 2031 | 0.5 | 0.033 | 0
ELECTRICITY | INDIA | SR | INDIA | NR | 2021 | 0.4 | 0.033 | 0
ELECTRICITY | INDIA | SR | INDIA | NR | 2022 | 0.41 | 0.033 | 0
ELECTRICITY | INDIA | SR | INDIA | NR | 2023 | 0.42 | 0.033 | 0
ELECTRICITY | INDIA | SR | INDIA | NR | 2024 | 0.43 | 0.033 | 0
ELECTRICITY | INDIA | SR | INDIA | NR | 2025 | 0.44 | 0.033 | 0
ELECTRICITY | INDIA | SR | INDIA | NR | 2026 | 0.45 | 0.033 | 0
ELECTRICITY | INDIA | SR | INDIA | NR | 2027 | 0.46 | 0.033 | 0
ELECTRICITY | INDIA | SR | INDIA | NR | 2028 | 0.47 | 0.033 | 0
ELECTRICITY | INDIA | SR | INDIA | NR | 2029 | 0.48 | 0.033 | 0
ELECTRICITY | INDIA | SR | INDIA | NR | 2030 | 0.49 | 0.033 | 0
ELECTRICITY | INDIA | SR | INDIA | NR | 2031 | 0.5 | 0.033 | 0
ELECTRICITY | INDIA | ER | INDIA | WR | 2021 | 0.4 | 0.033 | 16.7441
ELECTRICITY | INDIA | ER | INDIA | WR | 2022 | 0.41 | 0.033 | 17.279
ELECTRICITY | INDIA | ER | INDIA | WR | 2023 | 0.42 | 0.033 | 17.8139
ELECTRICITY | INDIA | ER | INDIA | WR | 2024 | 0.43 | 0.033 | 18.3488
ELECTRICITY | INDIA | ER | INDIA | WR | 2025 | 0.44 | 0.033 | 18.8837
ELECTRICITY | INDIA | ER | INDIA | WR | 2026 | 0.45 | 0.033 | 19.4186
ELECTRICITY | INDIA | ER | INDIA | WR | 2027 | 0.46 | 0.033 | 19.9535
ELECTRICITY | INDIA | ER | INDIA | WR | 2028 | 0.47 | 0.033 | 20.4885
ELECTRICITY | INDIA | ER | INDIA | WR | 2029 | 0.48 | 0.033 | 21.0234
ELECTRICITY | INDIA | ER | INDIA | WR | 2030 | 0.49 | 0.033 | 21.5583
ELECTRICITY | INDIA | ER | INDIA | WR | 2031 | 0.5 | 0.033 | 22.0932
ELECTRICITY | INDIA | NER | INDIA | SR | 2021 | 0.4 | 0.033 | 0
ELECTRICITY | INDIA | NER | INDIA | SR | 2022 | 0.41 | 0.033 | 0
ELECTRICITY | INDIA | NER | INDIA | SR | 2023 | 0.42 | 0.033 | 0
ELECTRICITY | INDIA | NER | INDIA | SR | 2024 | 0.43 | 0.033 | 0
ELECTRICITY | INDIA | NER | INDIA | SR | 2025 | 0.44 | 0.033 | 0
ELECTRICITY | INDIA | NER | INDIA | SR | 2026 | 0.45 | 0.033 | 0
ELECTRICITY | INDIA | NER | INDIA | SR | 2027 | 0.46 | 0.033 | 0
ELECTRICITY | INDIA | NER | INDIA | SR | 2028 | 0.47 | 0.033 | 0
ELECTRICITY | INDIA | NER | INDIA | SR | 2029 | 0.48 | 0.033 | 0
ELECTRICITY | INDIA | NER | INDIA | SR | 2030 | 0.49 | 0.033 | 0
ELECTRICITY | INDIA | NER | INDIA | SR | 2031 | 0.5 | 0.033 | 0
ELECTRICITY | INDIA | NR | INDIA | NER | 2021 | 0.4 | 0.033 | 0
ELECTRICITY | INDIA | NR | INDIA | NER | 2022 | 0.41 | 0.033 | 0
ELECTRICITY | INDIA | NR | INDIA | NER | 2023 | 0.42 | 0.033 | 0
ELECTRICITY | INDIA | NR | INDIA | NER | 2024 | 0.43 | 0.033 | 0
ELECTRICITY | INDIA | NR | INDIA | NER | 2025 | 0.44 | 0.033 | 0
ELECTRICITY | INDIA | NR | INDIA | NER | 2026 | 0.45 | 0.033 | 0
ELECTRICITY | INDIA | NR | INDIA | NER | 2027 | 0.46 | 0.033 | 0
ELECTRICITY | INDIA | NR | INDIA | NER | 2028 | 0.47 | 0.033 | 0
ELECTRICITY | INDIA | NR | INDIA | NER | 2029 | 0.48 | 0.033 | 0
ELECTRICITY | INDIA | NR | INDIA | NER | 2030 | 0.49 | 0.033 | 0
ELECTRICITY | INDIA | NR | INDIA | NER | 2031 | 0.5 | 0.033 | 0
ELECTRICITY | INDIA | WR | INDIA | NR | 2021 | 0.4 | 0.033 | 24.543
ELECTRICITY | INDIA | WR | INDIA | NR | 2022 | 0.41 | 0.033 | 25.327
ELECTRICITY | INDIA | WR | INDIA | NR | 2023 | 0.42 | 0.033 | 26.1111
ELECTRICITY | INDIA | WR | INDIA | NR | 2024 | 0.43 | 0.033 | 26.8952
ELECTRICITY | INDIA | WR | INDIA | NR | 2025 | 0.44 | 0.033 | 27.6792
ELECTRICITY | INDIA | WR | INDIA | NR | 2026 | 0.45 | 0.033 | 28.4633
ELECTRICITY | INDIA | WR | INDIA | NR | 2027 | 0.46 | 0.033 | 29.2474
ELECTRICITY | INDIA | WR | INDIA | NR | 2028 | 0.47 | 0.033 | 30.0314
ELECTRICITY | INDIA | WR | INDIA | NR | 2029 | 0.48 | 0.033 | 30.8155
ELECTRICITY | INDIA | WR | INDIA | NR | 2030 | 0.49 | 0.033 | 31.5995
ELECTRICITY | INDIA | WR | INDIA | NR | 2031 | 0.5 | 0.033 | 32.3836
ELECTRICITY | INDIA | SR | INDIA | WR | 2021 | 0.4 | 0.033 | 10.2634
ELECTRICITY | INDIA | SR | INDIA | WR | 2022 | 0.41 | 0.033 | 10.5913
ELECTRICITY | INDIA | SR | INDIA | WR | 2023 | 0.42 | 0.033 | 10.9192
ELECTRICITY | INDIA | SR | INDIA | WR | 2024 | 0.43 | 0.033 | 11.2471
ELECTRICITY | INDIA | SR | INDIA | WR | 2025 | 0.44 | 0.033 | 11.575
ELECTRICITY | INDIA | SR | INDIA | WR | 2026 | 0.45 | 0.033 | 11.9028
ELECTRICITY | INDIA | SR | INDIA | WR | 2027 | 0.46 | 0.033 | 12.2307
ELECTRICITY | INDIA | SR | INDIA | WR | 2028 | 0.47 | 0.033 | 12.5586
ELECTRICITY | INDIA | SR | INDIA | WR | 2029 | 0.48 | 0.033 | 12.8865
ELECTRICITY | INDIA | SR | INDIA | WR | 2030 | 0.49 | 0.033 | 13.2144
ELECTRICITY | INDIA | SR | INDIA | WR | 2031 | 0.5 | 0.033 | 13.5422
ELECTRICITY | INDIA | ER | INDIA | SR | 2021 | 0.4 | 0.033 | 6.1185
ELECTRICITY | INDIA | ER | INDIA | SR | 2022 | 0.41 | 0.033 | 6.3139
ELECTRICITY | INDIA | ER | INDIA | SR | 2023 | 0.42 | 0.033 | 6.5094
ELECTRICITY | INDIA | ER | INDIA | SR | 2024 | 0.43 | 0.033 | 6.7049
ELECTRICITY | INDIA | ER | INDIA | SR | 2025 | 0.44 | 0.033 | 6.9003
ELECTRICITY | INDIA | ER | INDIA | SR | 2026 | 0.45 | 0.033 | 7.0958
ELECTRICITY | INDIA | ER | INDIA | SR | 2027 | 0.46 | 0.033 | 7.2912
ELECTRICITY | INDIA | ER | INDIA | SR | 2028 | 0.47 | 0.033 | 7.4867
ELECTRICITY | INDIA | ER | INDIA | SR | 2029 | 0.48 | 0.033 | 7.6822
ELECTRICITY | INDIA | ER | INDIA | SR | 2030 | 0.49 | 0.033 | 7.8776
ELECTRICITY | INDIA | ER | INDIA | SR | 2031 | 0.5 | 0.033 | 8.0731
ELECTRICITY | INDIA | NER | INDIA | ER | 2021 | 0.4 | 0.033 | 15.433
ELECTRICITY | INDIA | NER | INDIA | ER | 2022 | 0.41 | 0.033 | 15.926
ELECTRICITY | INDIA | NER | INDIA | ER | 2023 | 0.42 | 0.033 | 16.419
ELECTRICITY | INDIA | NER | INDIA | ER | 2024 | 0.43 | 0.033 | 16.9121
ELECTRICITY | INDIA | NER | INDIA | ER | 2025 | 0.44 | 0.033 | 17.4051
ELECTRICITY | INDIA | NER | INDIA | ER | 2026 | 0.45 | 0.033 | 17.8981
ELECTRICITY | INDIA | NER | INDIA | ER | 2027 | 0.46 | 0.033 | 18.3911
ELECTRICITY | INDIA | NER | INDIA | ER | 2028 | 0.47 | 0.033 | 18.8842
ELECTRICITY | INDIA | NER | INDIA | ER | 2029 | 0.48 | 0.033 | 19.3772
ELECTRICITY | INDIA | NER | INDIA | ER | 2030 | 0.49 | 0.033 | 19.8702
ELECTRICITY | INDIA | NER | INDIA | ER | 2031 | 0.5 | 0.033 | 20.3633
NATGAS | INDIA |  | INDIA |  | 2021 | 9000 | 0.009 | 79.8337
NATGAS | INDIA |  | INDIA |  | 2022 | 9000 | 0.009 | 106.3865
NATGAS | INDIA |  | INDIA |  | 2023 | 9000 | 0.009 | 108.3264
NATGAS | INDIA |  | INDIA |  | 2024 | 9000 | 0.009 | 113.9287
NATGAS | INDIA |  | INDIA |  | 2025 | 9000 | 0.009 | 119.9092
NATGAS | INDIA |  | INDIA |  | 2026 | 9000 | 0.009 | 122.2436
NATGAS | INDIA |  | INDIA |  | 2027 | 9000 | 0.009 | 124.5779
NATGAS | INDIA |  | INDIA |  | 2028 | 9000 | 0.009 | 126.9122
NATGAS | INDIA |  | INDIA |  | 2029 | 9000 | 0.009 | 129.2465
NATGAS | INDIA |  | INDIA |  | 2030 | 9000 | 0.009 | 131.5808
NATGAS | INDIA |  | INDIA |  | 2031 | 9000 | 0.009 | 133.9152
CRUDE | INDIA |  | INDIA |  | 2021 | 653.0906 | 0.00015 | -1
CRUDE | INDIA |  | INDIA |  | 2022 | 653.0906 | 0.00015 | -1
CRUDE | INDIA |  | INDIA |  | 2023 | 653.0906 | 0.00015 | -1
CRUDE | INDIA |  | INDIA |  | 2024 | 653.0906 | 0.00015 | -1
CRUDE | INDIA |  | INDIA |  | 2025 | 653.0906 | 0.00015 | -1
CRUDE | INDIA |  | INDIA |  | 2026 | 653.0906 | 0.00015 | -1
CRUDE | INDIA |  | INDIA |  | 2027 | 653.0906 | 0.00015 | -1
CRUDE | INDIA |  | INDIA |  | 2028 | 653.0906 | 0.00015 | -1
CRUDE | INDIA |  | INDIA |  | 2029 | 653.0906 | 0.00015 | -1
CRUDE | INDIA |  | INDIA |  | 2030 | 653.0906 | 0.00015 | -1
CRUDE | INDIA |  | INDIA |  | 2031 | 653.0906 | 0.00015 | -1
MS | INDIA |  | INDIA |  | 2021 | 653.0906 | 0.00015 | -1
MS | INDIA |  | INDIA |  | 2022 | 653.0906 | 0.00015 | -1
MS | INDIA |  | INDIA |  | 2023 | 653.0906 | 0.00015 | -1
MS | INDIA |  | INDIA |  | 2024 | 653.0906 | 0.00015 | -1
MS | INDIA |  | INDIA |  | 2025 | 653.0906 | 0.00015 | -1
MS | INDIA |  | INDIA |  | 2026 | 653.0906 | 0.00015 | -1
MS | INDIA |  | INDIA |  | 2027 | 653.0906 | 0.00015 | -1
MS | INDIA |  | INDIA |  | 2028 | 653.0906 | 0.00015 | -1
MS | INDIA |  | INDIA |  | 2029 | 653.0906 | 0.00015 | -1
MS | INDIA |  | INDIA |  | 2030 | 653.0906 | 0.00015 | -1
MS | INDIA |  | INDIA |  | 2031 | 653.0906 | 0.00015 | -1
HSD | INDIA |  | INDIA |  | 2021 | 653.0906 | 0.00015 | -1
HSD | INDIA |  | INDIA |  | 2022 | 653.0906 | 0.00015 | -1
HSD | INDIA |  | INDIA |  | 2023 | 653.0906 | 0.00015 | -1
HSD | INDIA |  | INDIA |  | 2024 | 653.0906 | 0.00015 | -1
HSD | INDIA |  | INDIA |  | 2025 | 653.0906 | 0.00015 | -1
HSD | INDIA |  | INDIA |  | 2026 | 653.0906 | 0.00015 | -1
HSD | INDIA |  | INDIA |  | 2027 | 653.0906 | 0.00015 | -1
HSD | INDIA |  | INDIA |  | 2028 | 653.0906 | 0.00015 | -1
HSD | INDIA |  | INDIA |  | 2029 | 653.0906 | 0.00015 | -1
HSD | INDIA |  | INDIA |  | 2030 | 653.0906 | 0.00015 | -1
HSD | INDIA |  | INDIA |  | 2031 | 653.0906 | 0.00015 | -1
ATF | INDIA |  | INDIA |  | 2021 | 653.0906 | 0.00015 | -1
ATF | INDIA |  | INDIA |  | 2022 | 653.0906 | 0.00015 | -1
ATF | INDIA |  | INDIA |  | 2023 | 653.0906 | 0.00015 | -1
ATF | INDIA |  | INDIA |  | 2024 | 653.0906 | 0.00015 | -1
ATF | INDIA |  | INDIA |  | 2025 | 653.0906 | 0.00015 | -1
ATF | INDIA |  | INDIA |  | 2026 | 653.0906 | 0.00015 | -1
ATF | INDIA |  | INDIA |  | 2027 | 653.0906 | 0.00015 | -1
ATF | INDIA |  | INDIA |  | 2028 | 653.0906 | 0.00015 | -1
ATF | INDIA |  | INDIA |  | 2029 | 653.0906 | 0.00015 | -1
ATF | INDIA |  | INDIA |  | 2030 | 653.0906 | 0.00015 | -1
ATF | INDIA |  | INDIA |  | 2031 | 653.0906 | 0.00015 | -1
LPG | INDIA |  | INDIA |  | 2021 | 653.0906 | 0.00015 | -1
LPG | INDIA |  | INDIA |  | 2022 | 653.0906 | 0.00015 | -1
LPG | INDIA |  | INDIA |  | 2023 | 653.0906 | 0.00015 | -1
LPG | INDIA |  | INDIA |  | 2024 | 653.0906 | 0.00015 | -1
LPG | INDIA |  | INDIA |  | 2025 | 653.0906 | 0.00015 | -1
LPG | INDIA |  | INDIA |  | 2026 | 653.0906 | 0.00015 | -1
LPG | INDIA |  | INDIA |  | 2027 | 653.0906 | 0.00015 | -1
LPG | INDIA |  | INDIA |  | 2028 | 653.0906 | 0.00015 | -1
LPG | INDIA |  | INDIA |  | 2029 | 653.0906 | 0.00015 | -1
LPG | INDIA |  | INDIA |  | 2030 | 653.0906 | 0.00015 | -1
LPG | INDIA |  | INDIA |  | 2031 | 653.0906 | 0.00015 | -1
PP_OTHER | INDIA |  | INDIA |  | 2021 | 653.0906 | 0.00015 | -1
PP_OTHER | INDIA |  | INDIA |  | 2022 | 653.0906 | 0.00015 | -1
PP_OTHER | INDIA |  | INDIA |  | 2023 | 653.0906 | 0.00015 | -1
PP_OTHER | INDIA |  | INDIA |  | 2024 | 653.0906 | 0.00015 | -1
PP_OTHER | INDIA |  | INDIA |  | 2025 | 653.0906 | 0.00015 | -1
PP_OTHER | INDIA |  | INDIA |  | 2026 | 653.0906 | 0.00015 | -1
PP_OTHER | INDIA |  | INDIA |  | 2027 | 653.0906 | 0.00015 | -1
PP_OTHER | INDIA |  | INDIA |  | 2028 | 653.0906 | 0.00015 | -1
PP_OTHER | INDIA |  | INDIA |  | 2029 | 653.0906 | 0.00015 | -1
PP_OTHER | INDIA |  | INDIA |  | 2030 | 653.0906 | 0.00015 | -1
PP_OTHER | INDIA |  | INDIA |  | 2031 | 653.0906 | 0.00015 | -1
BIOGAS | INDIA |  | INDIA |  | 2021 | 0 | 0 | -1
BIOGAS | INDIA |  | INDIA |  | 2022 | 0 | 0 | -1
BIOGAS | INDIA |  | INDIA |  | 2023 | 0 | 0 | -1
BIOGAS | INDIA |  | INDIA |  | 2024 | 0 | 0 | -1
BIOGAS | INDIA |  | INDIA |  | 2025 | 0 | 0 | -1
BIOGAS | INDIA |  | INDIA |  | 2026 | 0 | 0 | -1
BIOGAS | INDIA |  | INDIA |  | 2027 | 0 | 0 | -1
BIOGAS | INDIA |  | INDIA |  | 2028 | 0 | 0 | -1
BIOGAS | INDIA |  | INDIA |  | 2029 | 0 | 0 | -1
BIOGAS | INDIA |  | INDIA |  | 2030 | 0 | 0 | -1
BIOGAS | INDIA |  | INDIA |  | 2031 | 0 | 0 | -1
BIOMASS | INDIA |  | INDIA |  | 2021 | 0 | 0 | -1
BIOMASS | INDIA |  | INDIA |  | 2022 | 0 | 0 | -1
BIOMASS | INDIA |  | INDIA |  | 2023 | 0 | 0 | -1
BIOMASS | INDIA |  | INDIA |  | 2024 | 0 | 0 | -1
BIOMASS | INDIA |  | INDIA |  | 2025 | 0 | 0 | -1
BIOMASS | INDIA |  | INDIA |  | 2026 | 0 | 0 | -1
BIOMASS | INDIA |  | INDIA |  | 2027 | 0 | 0 | -1
BIOMASS | INDIA |  | INDIA |  | 2028 | 0 | 0 | -1
BIOMASS | INDIA |  | INDIA |  | 2029 | 0 | 0 | -1
BIOMASS | INDIA |  | INDIA |  | 2030 | 0 | 0 | -1
BIOMASS | INDIA |  | INDIA |  | 2031 | 0 | 0 | -1

## EC_Transfers (ORS)
EnergyCarrier | ModelGeographySrc | SubGeography1Src | ModelGeographyDest | SubGeography1Dest | Year | TransitCost | TransitLoss | MaxTransit
COKING_COAL | INDIA | ER | INDIA | ER | 2021 | 797.2 | 0.002 | -1
COKING_COAL | INDIA | ER | INDIA | ER | 2022 | 797.2 | 0.002 | -1
COKING_COAL | INDIA | ER | INDIA | ER | 2023 | 797.2 | 0.002 | -1
COKING_COAL | INDIA | ER | INDIA | ER | 2024 | 797.2 | 0.002 | -1
COKING_COAL | INDIA | ER | INDIA | ER | 2025 | 797.2 | 0.002 | -1
COKING_COAL | INDIA | ER | INDIA | ER | 2026 | 797.2 | 0.002 | -1
COKING_COAL | INDIA | ER | INDIA | ER | 2027 | 797.2 | 0.002 | -1
COKING_COAL | INDIA | ER | INDIA | ER | 2028 | 797.2 | 0.002 | -1
COKING_COAL | INDIA | ER | INDIA | ER | 2029 | 797.2 | 0.002 | -1
COKING_COAL | INDIA | ER | INDIA | ER | 2030 | 797.2 | 0.002 | -1
COKING_COAL | INDIA | ER | INDIA | ER | 2031 | 797.2 | 0.002 | -1
COKING_COAL | INDIA | ER | INDIA | WR | 2021 | 2399.6 | 0.008 | -1
COKING_COAL | INDIA | ER | INDIA | WR | 2022 | 2399.6 | 0.008 | -1
COKING_COAL | INDIA | ER | INDIA | WR | 2023 | 2399.6 | 0.008 | -1
COKING_COAL | INDIA | ER | INDIA | WR | 2024 | 2399.6 | 0.008 | -1
COKING_COAL | INDIA | ER | INDIA | WR | 2025 | 2399.6 | 0.008 | -1
COKING_COAL | INDIA | ER | INDIA | WR | 2026 | 2399.6 | 0.008 | -1
COKING_COAL | INDIA | ER | INDIA | WR | 2027 | 2399.6 | 0.008 | -1
COKING_COAL | INDIA | ER | INDIA | WR | 2028 | 2399.6 | 0.008 | -1
COKING_COAL | INDIA | ER | INDIA | WR | 2029 | 2399.6 | 0.008 | -1
COKING_COAL | INDIA | ER | INDIA | WR | 2030 | 2399.6 | 0.008 | -1
COKING_COAL | INDIA | ER | INDIA | WR | 2031 | 2399.6 | 0.008 | -1
COKING_COAL | INDIA | ER | INDIA | NR | 2021 | 2497.6 | 0.008 | -1
COKING_COAL | INDIA | ER | INDIA | NR | 2022 | 2497.6 | 0.008 | -1
COKING_COAL | INDIA | ER | INDIA | NR | 2023 | 2497.6 | 0.008 | -1
COKING_COAL | INDIA | ER | INDIA | NR | 2024 | 2497.6 | 0.008 | -1
COKING_COAL | INDIA | ER | INDIA | NR | 2025 | 2497.6 | 0.008 | -1
COKING_COAL | INDIA | ER | INDIA | NR | 2026 | 2497.6 | 0.008 | -1
COKING_COAL | INDIA | ER | INDIA | NR | 2027 | 2497.6 | 0.008 | -1
COKING_COAL | INDIA | ER | INDIA | NR | 2028 | 2497.6 | 0.008 | -1
COKING_COAL | INDIA | ER | INDIA | NR | 2029 | 2497.6 | 0.008 | -1
COKING_COAL | INDIA | ER | INDIA | NR | 2030 | 2497.6 | 0.008 | -1
COKING_COAL | INDIA | ER | INDIA | NR | 2031 | 2497.6 | 0.008 | -1
COKING_COAL | INDIA | ER | INDIA | SR | 2021 | 2776.7 | 0.008 | -1
COKING_COAL | INDIA | ER | INDIA | SR | 2022 | 2776.7 | 0.008 | -1
COKING_COAL | INDIA | ER | INDIA | SR | 2023 | 2776.7 | 0.008 | -1
COKING_COAL | INDIA | ER | INDIA | SR | 2024 | 2776.7 | 0.008 | -1
COKING_COAL | INDIA | ER | INDIA | SR | 2025 | 2776.7 | 0.008 | -1
COKING_COAL | INDIA | ER | INDIA | SR | 2026 | 2776.7 | 0.008 | -1
COKING_COAL | INDIA | ER | INDIA | SR | 2027 | 2776.7 | 0.008 | -1
COKING_COAL | INDIA | ER | INDIA | SR | 2028 | 2776.7 | 0.008 | -1
COKING_COAL | INDIA | ER | INDIA | SR | 2029 | 2776.7 | 0.008 | -1
COKING_COAL | INDIA | ER | INDIA | SR | 2030 | 2776.7 | 0.008 | -1
COKING_COAL | INDIA | ER | INDIA | SR | 2031 | 2776.7 | 0.008 | -1
COKING_COAL | INDIA | ER | INDIA | NER | 2021 | 2497.6 | 0.008 | -1
COKING_COAL | INDIA | ER | INDIA | NER | 2022 | 2497.6 | 0.008 | -1
COKING_COAL | INDIA | ER | INDIA | NER | 2023 | 2497.6 | 0.008 | -1
COKING_COAL | INDIA | ER | INDIA | NER | 2024 | 2497.6 | 0.008 | -1
COKING_COAL | INDIA | ER | INDIA | NER | 2025 | 2497.6 | 0.008 | -1
COKING_COAL | INDIA | ER | INDIA | NER | 2026 | 2497.6 | 0.008 | -1
COKING_COAL | INDIA | ER | INDIA | NER | 2027 | 2497.6 | 0.008 | -1
COKING_COAL | INDIA | ER | INDIA | NER | 2028 | 2497.6 | 0.008 | -1
COKING_COAL | INDIA | ER | INDIA | NER | 2029 | 2497.6 | 0.008 | -1
COKING_COAL | INDIA | ER | INDIA | NER | 2030 | 2497.6 | 0.008 | -1
COKING_COAL | INDIA | ER | INDIA | NER | 2031 | 2497.6 | 0.008 | -1
COKING_COAL | INDIA | WR | INDIA | ER | 2021 | 2399.6 | 0.008 | -1
COKING_COAL | INDIA | WR | INDIA | ER | 2022 | 2399.6 | 0.008 | -1
COKING_COAL | INDIA | WR | INDIA | ER | 2023 | 2399.6 | 0.008 | -1
COKING_COAL | INDIA | WR | INDIA | ER | 2024 | 2399.6 | 0.008 | -1
COKING_COAL | INDIA | WR | INDIA | ER | 2025 | 2399.6 | 0.008 | -1
COKING_COAL | INDIA | WR | INDIA | ER | 2026 | 2399.6 | 0.008 | -1
COKING_COAL | INDIA | WR | INDIA | ER | 2027 | 2399.6 | 0.008 | -1
COKING_COAL | INDIA | WR | INDIA | ER | 2028 | 2399.6 | 0.008 | -1
COKING_COAL | INDIA | WR | INDIA | ER | 2029 | 2399.6 | 0.008 | -1
COKING_COAL | INDIA | WR | INDIA | ER | 2030 | 2399.6 | 0.008 | -1
COKING_COAL | INDIA | WR | INDIA | ER | 2031 | 2399.6 | 0.008 | -1
COKING_COAL | INDIA | WR | INDIA | WR | 2021 | 1054.7 | 0.002 | -1
COKING_COAL | INDIA | WR | INDIA | WR | 2022 | 1054.7 | 0.002 | -1
COKING_COAL | INDIA | WR | INDIA | WR | 2023 | 1054.7 | 0.002 | -1
COKING_COAL | INDIA | WR | INDIA | WR | 2024 | 1054.7 | 0.002 | -1
COKING_COAL | INDIA | WR | INDIA | WR | 2025 | 1054.7 | 0.002 | -1
COKING_COAL | INDIA | WR | INDIA | WR | 2026 | 1054.7 | 0.002 | -1
COKING_COAL | INDIA | WR | INDIA | WR | 2027 | 1054.7 | 0.002 | -1
COKING_COAL | INDIA | WR | INDIA | WR | 2028 | 1054.7 | 0.002 | -1
COKING_COAL | INDIA | WR | INDIA | WR | 2029 | 1054.7 | 0.002 | -1
COKING_COAL | INDIA | WR | INDIA | WR | 2030 | 1054.7 | 0.002 | -1
COKING_COAL | INDIA | WR | INDIA | WR | 2031 | 1054.7 | 0.002 | -1
COKING_COAL | INDIA | WR | INDIA | NR | 2021 | 1838.6 | 0.008 | -1
COKING_COAL | INDIA | WR | INDIA | NR | 2022 | 1838.6 | 0.008 | -1
COKING_COAL | INDIA | WR | INDIA | NR | 2023 | 1838.6 | 0.008 | -1
COKING_COAL | INDIA | WR | INDIA | NR | 2024 | 1838.6 | 0.008 | -1
COKING_COAL | INDIA | WR | INDIA | NR | 2025 | 1838.6 | 0.008 | -1
COKING_COAL | INDIA | WR | INDIA | NR | 2026 | 1838.6 | 0.008 | -1
COKING_COAL | INDIA | WR | INDIA | NR | 2027 | 1838.6 | 0.008 | -1
COKING_COAL | INDIA | WR | INDIA | NR | 2028 | 1838.6 | 0.008 | -1
COKING_COAL | INDIA | WR | INDIA | NR | 2029 | 1838.6 | 0.008 | -1
COKING_COAL | INDIA | WR | INDIA | NR | 2030 | 1838.6 | 0.008 | -1
COKING_COAL | INDIA | WR | INDIA | NR | 2031 | 1838.6 | 0.008 | -1
COKING_COAL | INDIA | WR | INDIA | SR | 2021 | 2160.3 | 0.008 | -1
COKING_COAL | INDIA | WR | INDIA | SR | 2022 | 2160.3 | 0.008 | -1
COKING_COAL | INDIA | WR | INDIA | SR | 2023 | 2160.3 | 0.008 | -1
COKING_COAL | INDIA | WR | INDIA | SR | 2024 | 2160.3 | 0.008 | -1
COKING_COAL | INDIA | WR | INDIA | SR | 2025 | 2160.3 | 0.008 | -1
COKING_COAL | INDIA | WR | INDIA | SR | 2026 | 2160.3 | 0.008 | -1
COKING_COAL | INDIA | WR | INDIA | SR | 2027 | 2160.3 | 0.008 | -1
COKING_COAL | INDIA | WR | INDIA | SR | 2028 | 2160.3 | 0.008 | -1
COKING_COAL | INDIA | WR | INDIA | SR | 2029 | 2160.3 | 0.008 | -1
COKING_COAL | INDIA | WR | INDIA | SR | 2030 | 2160.3 | 0.008 | -1
COKING_COAL | INDIA | WR | INDIA | SR | 2031 | 2160.3 | 0.008 | -1
COKING_COAL | INDIA | WR | INDIA | NER | 2021 | 3354.5 | 0.008 | -1
COKING_COAL | INDIA | WR | INDIA | NER | 2022 | 3354.5 | 0.008 | -1
COKING_COAL | INDIA | WR | INDIA | NER | 2023 | 3354.5 | 0.008 | -1
COKING_COAL | INDIA | WR | INDIA | NER | 2024 | 3354.5 | 0.008 | -1
COKING_COAL | INDIA | WR | INDIA | NER | 2025 | 3354.5 | 0.008 | -1
COKING_COAL | INDIA | WR | INDIA | NER | 2026 | 3354.5 | 0.008 | -1
COKING_COAL | INDIA | WR | INDIA | NER | 2027 | 3354.5 | 0.008 | -1
COKING_COAL | INDIA | WR | INDIA | NER | 2028 | 3354.5 | 0.008 | -1
COKING_COAL | INDIA | WR | INDIA | NER | 2029 | 3354.5 | 0.008 | -1
COKING_COAL | INDIA | WR | INDIA | NER | 2030 | 3354.5 | 0.008 | -1
COKING_COAL | INDIA | WR | INDIA | NER | 2031 | 3354.5 | 0.008 | -1
COKING_COAL | INDIA | NR | INDIA | ER | 2021 | 2497.6 | 0.008 | -1
COKING_COAL | INDIA | NR | INDIA | ER | 2022 | 2497.6 | 0.008 | -1
COKING_COAL | INDIA | NR | INDIA | ER | 2023 | 2497.6 | 0.008 | -1
COKING_COAL | INDIA | NR | INDIA | ER | 2024 | 2497.6 | 0.008 | -1
COKING_COAL | INDIA | NR | INDIA | ER | 2025 | 2497.6 | 0.008 | -1
COKING_COAL | INDIA | NR | INDIA | ER | 2026 | 2497.6 | 0.008 | -1
COKING_COAL | INDIA | NR | INDIA | ER | 2027 | 2497.6 | 0.008 | -1
COKING_COAL | INDIA | NR | INDIA | ER | 2028 | 2497.6 | 0.008 | -1
COKING_COAL | INDIA | NR | INDIA | ER | 2029 | 2497.6 | 0.008 | -1
COKING_COAL | INDIA | NR | INDIA | ER | 2030 | 2497.6 | 0.008 | -1
COKING_COAL | INDIA | NR | INDIA | ER | 2031 | 2497.6 | 0.008 | -1
COKING_COAL | INDIA | NR | INDIA | WR | 2021 | 1838.6 | 0.008 | -1
COKING_COAL | INDIA | NR | INDIA | WR | 2022 | 1838.6 | 0.008 | -1
COKING_COAL | INDIA | NR | INDIA | WR | 2023 | 1838.6 | 0.008 | -1
COKING_COAL | INDIA | NR | INDIA | WR | 2024 | 1838.6 | 0.008 | -1
COKING_COAL | INDIA | NR | INDIA | WR | 2025 | 1838.6 | 0.008 | -1
COKING_COAL | INDIA | NR | INDIA | WR | 2026 | 1838.6 | 0.008 | -1
COKING_COAL | INDIA | NR | INDIA | WR | 2027 | 1838.6 | 0.008 | -1
COKING_COAL | INDIA | NR | INDIA | WR | 2028 | 1838.6 | 0.008 | -1
COKING_COAL | INDIA | NR | INDIA | WR | 2029 | 1838.6 | 0.008 | -1
COKING_COAL | INDIA | NR | INDIA | WR | 2030 | 1838.6 | 0.008 | -1
COKING_COAL | INDIA | NR | INDIA | WR | 2031 | 1838.6 | 0.008 | -1
COKING_COAL | INDIA | NR | INDIA | NR | 2021 | 926 | 0.002 | -1
COKING_COAL | INDIA | NR | INDIA | NR | 2022 | 926 | 0.002 | -1
COKING_COAL | INDIA | NR | INDIA | NR | 2023 | 926 | 0.002 | -1
COKING_COAL | INDIA | NR | INDIA | NR | 2024 | 926 | 0.002 | -1
COKING_COAL | INDIA | NR | INDIA | NR | 2025 | 926 | 0.002 | -1
COKING_COAL | INDIA | NR | INDIA | NR | 2026 | 926 | 0.002 | -1
COKING_COAL | INDIA | NR | INDIA | NR | 2027 | 926 | 0.002 | -1
COKING_COAL | INDIA | NR | INDIA | NR | 2028 | 926 | 0.002 | -1
COKING_COAL | INDIA | NR | INDIA | NR | 2029 | 926 | 0.002 | -1
COKING_COAL | INDIA | NR | INDIA | NR | 2030 | 926 | 0.002 | -1
COKING_COAL | INDIA | NR | INDIA | NR | 2031 | 926 | 0.002 | -1
COKING_COAL | INDIA | NR | INDIA | SR | 2021 | 3029.6 | 0.008 | -1
COKING_COAL | INDIA | NR | INDIA | SR | 2022 | 3029.6 | 0.008 | -1
COKING_COAL | INDIA | NR | INDIA | SR | 2023 | 3029.6 | 0.008 | -1
COKING_COAL | INDIA | NR | INDIA | SR | 2024 | 3029.6 | 0.008 | -1
COKING_COAL | INDIA | NR | INDIA | SR | 2025 | 3029.6 | 0.008 | -1
COKING_COAL | INDIA | NR | INDIA | SR | 2026 | 3029.6 | 0.008 | -1
COKING_COAL | INDIA | NR | INDIA | SR | 2027 | 3029.6 | 0.008 | -1
COKING_COAL | INDIA | NR | INDIA | SR | 2028 | 3029.6 | 0.008 | -1
COKING_COAL | INDIA | NR | INDIA | SR | 2029 | 3029.6 | 0.008 | -1
COKING_COAL | INDIA | NR | INDIA | SR | 2030 | 3029.6 | 0.008 | -1
COKING_COAL | INDIA | NR | INDIA | SR | 2031 | 3029.6 | 0.008 | -1
COKING_COAL | INDIA | NR | INDIA | NER | 2021 | 3174 | 0.008 | -1
COKING_COAL | INDIA | NR | INDIA | NER | 2022 | 3174 | 0.008 | -1
COKING_COAL | INDIA | NR | INDIA | NER | 2023 | 3174 | 0.008 | -1
COKING_COAL | INDIA | NR | INDIA | NER | 2024 | 3174 | 0.008 | -1
COKING_COAL | INDIA | NR | INDIA | NER | 2025 | 3174 | 0.008 | -1
COKING_COAL | INDIA | NR | INDIA | NER | 2026 | 3174 | 0.008 | -1
COKING_COAL | INDIA | NR | INDIA | NER | 2027 | 3174 | 0.008 | -1
COKING_COAL | INDIA | NR | INDIA | NER | 2028 | 3174 | 0.008 | -1
COKING_COAL | INDIA | NR | INDIA | NER | 2029 | 3174 | 0.008 | -1
COKING_COAL | INDIA | NR | INDIA | NER | 2030 | 3174 | 0.008 | -1
COKING_COAL | INDIA | NR | INDIA | NER | 2031 | 3174 | 0.008 | -1
COKING_COAL | INDIA | SR | INDIA | ER | 2021 | 2776.7 | 0.008 | -1
COKING_COAL | INDIA | SR | INDIA | ER | 2022 | 2776.7 | 0.008 | -1
COKING_COAL | INDIA | SR | INDIA | ER | 2023 | 2776.7 | 0.008 | -1
COKING_COAL | INDIA | SR | INDIA | ER | 2024 | 2776.7 | 0.008 | -1
COKING_COAL | INDIA | SR | INDIA | ER | 2025 | 2776.7 | 0.008 | -1
COKING_COAL | INDIA | SR | INDIA | ER | 2026 | 2776.7 | 0.008 | -1
COKING_COAL | INDIA | SR | INDIA | ER | 2027 | 2776.7 | 0.008 | -1
COKING_COAL | INDIA | SR | INDIA | ER | 2028 | 2776.7 | 0.008 | -1
COKING_COAL | INDIA | SR | INDIA | ER | 2029 | 2776.7 | 0.008 | -1
COKING_COAL | INDIA | SR | INDIA | ER | 2030 | 2776.7 | 0.008 | -1
COKING_COAL | INDIA | SR | INDIA | ER | 2031 | 2776.7 | 0.008 | -1
COKING_COAL | INDIA | SR | INDIA | WR | 2021 | 2160.3 | 0.008 | -1
COKING_COAL | INDIA | SR | INDIA | WR | 2022 | 2160.3 | 0.008 | -1
COKING_COAL | INDIA | SR | INDIA | WR | 2023 | 2160.3 | 0.008 | -1
COKING_COAL | INDIA | SR | INDIA | WR | 2024 | 2160.3 | 0.008 | -1
COKING_COAL | INDIA | SR | INDIA | WR | 2025 | 2160.3 | 0.008 | -1
COKING_COAL | INDIA | SR | INDIA | WR | 2026 | 2160.3 | 0.008 | -1
COKING_COAL | INDIA | SR | INDIA | WR | 2027 | 2160.3 | 0.008 | -1
COKING_COAL | INDIA | SR | INDIA | WR | 2028 | 2160.3 | 0.008 | -1
COKING_COAL | INDIA | SR | INDIA | WR | 2029 | 2160.3 | 0.008 | -1
COKING_COAL | INDIA | SR | INDIA | WR | 2030 | 2160.3 | 0.008 | -1
COKING_COAL | INDIA | SR | INDIA | WR | 2031 | 2160.3 | 0.008 | -1
COKING_COAL | INDIA | SR | INDIA | NR | 2021 | 3029.6 | 0.008 | -1
COKING_COAL | INDIA | SR | INDIA | NR | 2022 | 3029.6 | 0.008 | -1
COKING_COAL | INDIA | SR | INDIA | NR | 2023 | 3029.6 | 0.008 | -1
COKING_COAL | INDIA | SR | INDIA | NR | 2024 | 3029.6 | 0.008 | -1
COKING_COAL | INDIA | SR | INDIA | NR | 2025 | 3029.6 | 0.008 | -1
COKING_COAL | INDIA | SR | INDIA | NR | 2026 | 3029.6 | 0.008 | -1
COKING_COAL | INDIA | SR | INDIA | NR | 2027 | 3029.6 | 0.008 | -1
COKING_COAL | INDIA | SR | INDIA | NR | 2028 | 3029.6 | 0.008 | -1
COKING_COAL | INDIA | SR | INDIA | NR | 2029 | 3029.6 | 0.008 | -1
COKING_COAL | INDIA | SR | INDIA | NR | 2030 | 3029.6 | 0.008 | -1
COKING_COAL | INDIA | SR | INDIA | NR | 2031 | 3029.6 | 0.008 | -1
COKING_COAL | INDIA | SR | INDIA | SR | 2021 | 926 | 0.002 | -1
COKING_COAL | INDIA | SR | INDIA | SR | 2022 | 926 | 0.002 | -1
COKING_COAL | INDIA | SR | INDIA | SR | 2023 | 926 | 0.002 | -1
COKING_COAL | INDIA | SR | INDIA | SR | 2024 | 926 | 0.002 | -1
COKING_COAL | INDIA | SR | INDIA | SR | 2025 | 926 | 0.002 | -1
COKING_COAL | INDIA | SR | INDIA | SR | 2026 | 926 | 0.002 | -1
COKING_COAL | INDIA | SR | INDIA | SR | 2027 | 926 | 0.002 | -1
COKING_COAL | INDIA | SR | INDIA | SR | 2028 | 926 | 0.002 | -1
COKING_COAL | INDIA | SR | INDIA | SR | 2029 | 926 | 0.002 | -1
COKING_COAL | INDIA | SR | INDIA | SR | 2030 | 926 | 0.002 | -1
COKING_COAL | INDIA | SR | INDIA | SR | 2031 | 926 | 0.002 | -1
COKING_COAL | INDIA | SR | INDIA | NER | 2021 | 3787.9 | 0.008 | -1
COKING_COAL | INDIA | SR | INDIA | NER | 2022 | 3787.9 | 0.008 | -1
COKING_COAL | INDIA | SR | INDIA | NER | 2023 | 3787.9 | 0.008 | -1
COKING_COAL | INDIA | SR | INDIA | NER | 2024 | 3787.9 | 0.008 | -1
COKING_COAL | INDIA | SR | INDIA | NER | 2025 | 3787.9 | 0.008 | -1
COKING_COAL | INDIA | SR | INDIA | NER | 2026 | 3787.9 | 0.008 | -1
COKING_COAL | INDIA | SR | INDIA | NER | 2027 | 3787.9 | 0.008 | -1
COKING_COAL | INDIA | SR | INDIA | NER | 2028 | 3787.9 | 0.008 | -1
COKING_COAL | INDIA | SR | INDIA | NER | 2029 | 3787.9 | 0.008 | -1
COKING_COAL | INDIA | SR | INDIA | NER | 2030 | 3787.9 | 0.008 | -1
COKING_COAL | INDIA | SR | INDIA | NER | 2031 | 3787.9 | 0.008 | -1
COKING_COAL | INDIA | NER | INDIA | ER | 2021 | 2497.6 | 0.008 | -1
COKING_COAL | INDIA | NER | INDIA | ER | 2022 | 2497.6 | 0.008 | -1
COKING_COAL | INDIA | NER | INDIA | ER | 2023 | 2497.6 | 0.008 | -1
COKING_COAL | INDIA | NER | INDIA | ER | 2024 | 2497.6 | 0.008 | -1
COKING_COAL | INDIA | NER | INDIA | ER | 2025 | 2497.6 | 0.008 | -1
COKING_COAL | INDIA | NER | INDIA | ER | 2026 | 2497.6 | 0.008 | -1
COKING_COAL | INDIA | NER | INDIA | ER | 2027 | 2497.6 | 0.008 | -1
COKING_COAL | INDIA | NER | INDIA | ER | 2028 | 2497.6 | 0.008 | -1
COKING_COAL | INDIA | NER | INDIA | ER | 2029 | 2497.6 | 0.008 | -1
COKING_COAL | INDIA | NER | INDIA | ER | 2030 | 2497.6 | 0.008 | -1
COKING_COAL | INDIA | NER | INDIA | ER | 2031 | 2497.6 | 0.008 | -1
COKING_COAL | INDIA | NER | INDIA | WR | 2021 | 3354.5 | 0.008 | -1
COKING_COAL | INDIA | NER | INDIA | WR | 2022 | 3354.5 | 0.008 | -1
COKING_COAL | INDIA | NER | INDIA | WR | 2023 | 3354.5 | 0.008 | -1
COKING_COAL | INDIA | NER | INDIA | WR | 2024 | 3354.5 | 0.008 | -1
COKING_COAL | INDIA | NER | INDIA | WR | 2025 | 3354.5 | 0.008 | -1
COKING_COAL | INDIA | NER | INDIA | WR | 2026 | 3354.5 | 0.008 | -1
COKING_COAL | INDIA | NER | INDIA | WR | 2027 | 3354.5 | 0.008 | -1
COKING_COAL | INDIA | NER | INDIA | WR | 2028 | 3354.5 | 0.008 | -1
COKING_COAL | INDIA | NER | INDIA | WR | 2029 | 3354.5 | 0.008 | -1
COKING_COAL | INDIA | NER | INDIA | WR | 2030 | 3354.5 | 0.008 | -1
COKING_COAL | INDIA | NER | INDIA | WR | 2031 | 3354.5 | 0.008 | -1
COKING_COAL | INDIA | NER | INDIA | NR | 2021 | 3174 | 0.008 | -1
COKING_COAL | INDIA | NER | INDIA | NR | 2022 | 3174 | 0.008 | -1
COKING_COAL | INDIA | NER | INDIA | NR | 2023 | 3174 | 0.008 | -1
COKING_COAL | INDIA | NER | INDIA | NR | 2024 | 3174 | 0.008 | -1
COKING_COAL | INDIA | NER | INDIA | NR | 2025 | 3174 | 0.008 | -1
COKING_COAL | INDIA | NER | INDIA | NR | 2026 | 3174 | 0.008 | -1
COKING_COAL | INDIA | NER | INDIA | NR | 2027 | 3174 | 0.008 | -1
COKING_COAL | INDIA | NER | INDIA | NR | 2028 | 3174 | 0.008 | -1
COKING_COAL | INDIA | NER | INDIA | NR | 2029 | 3174 | 0.008 | -1
COKING_COAL | INDIA | NER | INDIA | NR | 2030 | 3174 | 0.008 | -1
COKING_COAL | INDIA | NER | INDIA | NR | 2031 | 3174 | 0.008 | -1
COKING_COAL | INDIA | NER | INDIA | SR | 2021 | 3787.9 | 0.008 | -1
COKING_COAL | INDIA | NER | INDIA | SR | 2022 | 3787.9 | 0.008 | -1
COKING_COAL | INDIA | NER | INDIA | SR | 2023 | 3787.9 | 0.008 | -1
COKING_COAL | INDIA | NER | INDIA | SR | 2024 | 3787.9 | 0.008 | -1
COKING_COAL | INDIA | NER | INDIA | SR | 2025 | 3787.9 | 0.008 | -1
COKING_COAL | INDIA | NER | INDIA | SR | 2026 | 3787.9 | 0.008 | -1
COKING_COAL | INDIA | NER | INDIA | SR | 2027 | 3787.9 | 0.008 | -1
COKING_COAL | INDIA | NER | INDIA | SR | 2028 | 3787.9 | 0.008 | -1
COKING_COAL | INDIA | NER | INDIA | SR | 2029 | 3787.9 | 0.008 | -1
COKING_COAL | INDIA | NER | INDIA | SR | 2030 | 3787.9 | 0.008 | -1
COKING_COAL | INDIA | NER | INDIA | SR | 2031 | 3787.9 | 0.008 | -1
COKING_COAL | INDIA | NER | INDIA | NER | 2021 | 926 | 0.002 | -1
COKING_COAL | INDIA | NER | INDIA | NER | 2022 | 926 | 0.002 | -1
COKING_COAL | INDIA | NER | INDIA | NER | 2023 | 926 | 0.002 | -1
COKING_COAL | INDIA | NER | INDIA | NER | 2024 | 926 | 0.002 | -1
COKING_COAL | INDIA | NER | INDIA | NER | 2025 | 926 | 0.002 | -1
COKING_COAL | INDIA | NER | INDIA | NER | 2026 | 926 | 0.002 | -1
COKING_COAL | INDIA | NER | INDIA | NER | 2027 | 926 | 0.002 | -1
COKING_COAL | INDIA | NER | INDIA | NER | 2028 | 926 | 0.002 | -1
COKING_COAL | INDIA | NER | INDIA | NER | 2029 | 926 | 0.002 | -1
COKING_COAL | INDIA | NER | INDIA | NER | 2030 | 926 | 0.002 | -1
COKING_COAL | INDIA | NER | INDIA | NER | 2031 | 926 | 0.002 | -1
STEAM_COAL | INDIA | ER | INDIA | ER | 2021 | 797.2 | 0.002 | -1
STEAM_COAL | INDIA | ER | INDIA | ER | 2022 | 797.2 | 0.002 | -1
STEAM_COAL | INDIA | ER | INDIA | ER | 2023 | 797.2 | 0.002 | -1
STEAM_COAL | INDIA | ER | INDIA | ER | 2024 | 797.2 | 0.002 | -1
STEAM_COAL | INDIA | ER | INDIA | ER | 2025 | 797.2 | 0.002 | -1
STEAM_COAL | INDIA | ER | INDIA | ER | 2026 | 797.2 | 0.002 | -1
STEAM_COAL | INDIA | ER | INDIA | ER | 2027 | 797.2 | 0.002 | -1
STEAM_COAL | INDIA | ER | INDIA | ER | 2028 | 797.2 | 0.002 | -1
STEAM_COAL | INDIA | ER | INDIA | ER | 2029 | 797.2 | 0.002 | -1
STEAM_COAL | INDIA | ER | INDIA | ER | 2030 | 797.2 | 0.002 | -1
STEAM_COAL | INDIA | ER | INDIA | ER | 2031 | 797.2 | 0.002 | -1
STEAM_COAL | INDIA | ER | INDIA | WR | 2021 | 2399.6 | 0.008 | -1
STEAM_COAL | INDIA | ER | INDIA | WR | 2022 | 2399.6 | 0.008 | -1
STEAM_COAL | INDIA | ER | INDIA | WR | 2023 | 2399.6 | 0.008 | -1
STEAM_COAL | INDIA | ER | INDIA | WR | 2024 | 2399.6 | 0.008 | -1
STEAM_COAL | INDIA | ER | INDIA | WR | 2025 | 2399.6 | 0.008 | -1
STEAM_COAL | INDIA | ER | INDIA | WR | 2026 | 2399.6 | 0.008 | -1
STEAM_COAL | INDIA | ER | INDIA | WR | 2027 | 2399.6 | 0.008 | -1
STEAM_COAL | INDIA | ER | INDIA | WR | 2028 | 2399.6 | 0.008 | -1
STEAM_COAL | INDIA | ER | INDIA | WR | 2029 | 2399.6 | 0.008 | -1
STEAM_COAL | INDIA | ER | INDIA | WR | 2030 | 2399.6 | 0.008 | -1
STEAM_COAL | INDIA | ER | INDIA | WR | 2031 | 2399.6 | 0.008 | -1
STEAM_COAL | INDIA | ER | INDIA | NR | 2021 | 2497.6 | 0.008 | -1
STEAM_COAL | INDIA | ER | INDIA | NR | 2022 | 2497.6 | 0.008 | -1
STEAM_COAL | INDIA | ER | INDIA | NR | 2023 | 2497.6 | 0.008 | -1
STEAM_COAL | INDIA | ER | INDIA | NR | 2024 | 2497.6 | 0.008 | -1
STEAM_COAL | INDIA | ER | INDIA | NR | 2025 | 2497.6 | 0.008 | -1
STEAM_COAL | INDIA | ER | INDIA | NR | 2026 | 2497.6 | 0.008 | -1
STEAM_COAL | INDIA | ER | INDIA | NR | 2027 | 2497.6 | 0.008 | -1
STEAM_COAL | INDIA | ER | INDIA | NR | 2028 | 2497.6 | 0.008 | -1
STEAM_COAL | INDIA | ER | INDIA | NR | 2029 | 2497.6 | 0.008 | -1
STEAM_COAL | INDIA | ER | INDIA | NR | 2030 | 2497.6 | 0.008 | -1
STEAM_COAL | INDIA | ER | INDIA | NR | 2031 | 2497.6 | 0.008 | -1
STEAM_COAL | INDIA | ER | INDIA | SR | 2021 | 2776.7 | 0.008 | -1
STEAM_COAL | INDIA | ER | INDIA | SR | 2022 | 2776.7 | 0.008 | -1
STEAM_COAL | INDIA | ER | INDIA | SR | 2023 | 2776.7 | 0.008 | -1
STEAM_COAL | INDIA | ER | INDIA | SR | 2024 | 2776.7 | 0.008 | -1
STEAM_COAL | INDIA | ER | INDIA | SR | 2025 | 2776.7 | 0.008 | -1
STEAM_COAL | INDIA | ER | INDIA | SR | 2026 | 2776.7 | 0.008 | -1
STEAM_COAL | INDIA | ER | INDIA | SR | 2027 | 2776.7 | 0.008 | -1
STEAM_COAL | INDIA | ER | INDIA | SR | 2028 | 2776.7 | 0.008 | -1
STEAM_COAL | INDIA | ER | INDIA | SR | 2029 | 2776.7 | 0.008 | -1
STEAM_COAL | INDIA | ER | INDIA | SR | 2030 | 2776.7 | 0.008 | -1
STEAM_COAL | INDIA | ER | INDIA | SR | 2031 | 2776.7 | 0.008 | -1
STEAM_COAL | INDIA | ER | INDIA | NER | 2021 | 2497.6 | 0.008 | -1
STEAM_COAL | INDIA | ER | INDIA | NER | 2022 | 2497.6 | 0.008 | -1
STEAM_COAL | INDIA | ER | INDIA | NER | 2023 | 2497.6 | 0.008 | -1
STEAM_COAL | INDIA | ER | INDIA | NER | 2024 | 2497.6 | 0.008 | -1
STEAM_COAL | INDIA | ER | INDIA | NER | 2025 | 2497.6 | 0.008 | -1
STEAM_COAL | INDIA | ER | INDIA | NER | 2026 | 2497.6 | 0.008 | -1
STEAM_COAL | INDIA | ER | INDIA | NER | 2027 | 2497.6 | 0.008 | -1
STEAM_COAL | INDIA | ER | INDIA | NER | 2028 | 2497.6 | 0.008 | -1
STEAM_COAL | INDIA | ER | INDIA | NER | 2029 | 2497.6 | 0.008 | -1
STEAM_COAL | INDIA | ER | INDIA | NER | 2030 | 2497.6 | 0.008 | -1
STEAM_COAL | INDIA | ER | INDIA | NER | 2031 | 2497.6 | 0.008 | -1
STEAM_COAL | INDIA | WR | INDIA | ER | 2021 | 2399.6 | 0.008 | -1
STEAM_COAL | INDIA | WR | INDIA | ER | 2022 | 2399.6 | 0.008 | -1
STEAM_COAL | INDIA | WR | INDIA | ER | 2023 | 2399.6 | 0.008 | -1
STEAM_COAL | INDIA | WR | INDIA | ER | 2024 | 2399.6 | 0.008 | -1
STEAM_COAL | INDIA | WR | INDIA | ER | 2025 | 2399.6 | 0.008 | -1
STEAM_COAL | INDIA | WR | INDIA | ER | 2026 | 2399.6 | 0.008 | -1
STEAM_COAL | INDIA | WR | INDIA | ER | 2027 | 2399.6 | 0.008 | -1
STEAM_COAL | INDIA | WR | INDIA | ER | 2028 | 2399.6 | 0.008 | -1
STEAM_COAL | INDIA | WR | INDIA | ER | 2029 | 2399.6 | 0.008 | -1
STEAM_COAL | INDIA | WR | INDIA | ER | 2030 | 2399.6 | 0.008 | -1
STEAM_COAL | INDIA | WR | INDIA | ER | 2031 | 2399.6 | 0.008 | -1
STEAM_COAL | INDIA | WR | INDIA | WR | 2021 | 1054.7 | 0.002 | -1
STEAM_COAL | INDIA | WR | INDIA | WR | 2022 | 1054.7 | 0.002 | -1
STEAM_COAL | INDIA | WR | INDIA | WR | 2023 | 1054.7 | 0.002 | -1
STEAM_COAL | INDIA | WR | INDIA | WR | 2024 | 1054.7 | 0.002 | -1
STEAM_COAL | INDIA | WR | INDIA | WR | 2025 | 1054.7 | 0.002 | -1
STEAM_COAL | INDIA | WR | INDIA | WR | 2026 | 1054.7 | 0.002 | -1
STEAM_COAL | INDIA | WR | INDIA | WR | 2027 | 1054.7 | 0.002 | -1
STEAM_COAL | INDIA | WR | INDIA | WR | 2028 | 1054.7 | 0.002 | -1
STEAM_COAL | INDIA | WR | INDIA | WR | 2029 | 1054.7 | 0.002 | -1
STEAM_COAL | INDIA | WR | INDIA | WR | 2030 | 1054.7 | 0.002 | -1
STEAM_COAL | INDIA | WR | INDIA | WR | 2031 | 1054.7 | 0.002 | -1
STEAM_COAL | INDIA | WR | INDIA | NR | 2021 | 1838.6 | 0.008 | -1
STEAM_COAL | INDIA | WR | INDIA | NR | 2022 | 1838.6 | 0.008 | -1
STEAM_COAL | INDIA | WR | INDIA | NR | 2023 | 1838.6 | 0.008 | -1
STEAM_COAL | INDIA | WR | INDIA | NR | 2024 | 1838.6 | 0.008 | -1
STEAM_COAL | INDIA | WR | INDIA | NR | 2025 | 1838.6 | 0.008 | -1
STEAM_COAL | INDIA | WR | INDIA | NR | 2026 | 1838.6 | 0.008 | -1
STEAM_COAL | INDIA | WR | INDIA | NR | 2027 | 1838.6 | 0.008 | -1
STEAM_COAL | INDIA | WR | INDIA | NR | 2028 | 1838.6 | 0.008 | -1
STEAM_COAL | INDIA | WR | INDIA | NR | 2029 | 1838.6 | 0.008 | -1
STEAM_COAL | INDIA | WR | INDIA | NR | 2030 | 1838.6 | 0.008 | -1
STEAM_COAL | INDIA | WR | INDIA | NR | 2031 | 1838.6 | 0.008 | -1
STEAM_COAL | INDIA | WR | INDIA | SR | 2021 | 2160.3 | 0.008 | -1
STEAM_COAL | INDIA | WR | INDIA | SR | 2022 | 2160.3 | 0.008 | -1
STEAM_COAL | INDIA | WR | INDIA | SR | 2023 | 2160.3 | 0.008 | -1
STEAM_COAL | INDIA | WR | INDIA | SR | 2024 | 2160.3 | 0.008 | -1
STEAM_COAL | INDIA | WR | INDIA | SR | 2025 | 2160.3 | 0.008 | -1
STEAM_COAL | INDIA | WR | INDIA | SR | 2026 | 2160.3 | 0.008 | -1
STEAM_COAL | INDIA | WR | INDIA | SR | 2027 | 2160.3 | 0.008 | -1
STEAM_COAL | INDIA | WR | INDIA | SR | 2028 | 2160.3 | 0.008 | -1
STEAM_COAL | INDIA | WR | INDIA | SR | 2029 | 2160.3 | 0.008 | -1
STEAM_COAL | INDIA | WR | INDIA | SR | 2030 | 2160.3 | 0.008 | -1
STEAM_COAL | INDIA | WR | INDIA | SR | 2031 | 2160.3 | 0.008 | -1
STEAM_COAL | INDIA | WR | INDIA | NER | 2021 | 3354.5 | 0.008 | -1
STEAM_COAL | INDIA | WR | INDIA | NER | 2022 | 3354.5 | 0.008 | -1
STEAM_COAL | INDIA | WR | INDIA | NER | 2023 | 3354.5 | 0.008 | -1
STEAM_COAL | INDIA | WR | INDIA | NER | 2024 | 3354.5 | 0.008 | -1
STEAM_COAL | INDIA | WR | INDIA | NER | 2025 | 3354.5 | 0.008 | -1
STEAM_COAL | INDIA | WR | INDIA | NER | 2026 | 3354.5 | 0.008 | -1
STEAM_COAL | INDIA | WR | INDIA | NER | 2027 | 3354.5 | 0.008 | -1
STEAM_COAL | INDIA | WR | INDIA | NER | 2028 | 3354.5 | 0.008 | -1
STEAM_COAL | INDIA | WR | INDIA | NER | 2029 | 3354.5 | 0.008 | -1
STEAM_COAL | INDIA | WR | INDIA | NER | 2030 | 3354.5 | 0.008 | -1
STEAM_COAL | INDIA | WR | INDIA | NER | 2031 | 3354.5 | 0.008 | -1
STEAM_COAL | INDIA | NR | INDIA | ER | 2021 | 2497.6 | 0.008 | -1
STEAM_COAL | INDIA | NR | INDIA | ER | 2022 | 2497.6 | 0.008 | -1
STEAM_COAL | INDIA | NR | INDIA | ER | 2023 | 2497.6 | 0.008 | -1
STEAM_COAL | INDIA | NR | INDIA | ER | 2024 | 2497.6 | 0.008 | -1
STEAM_COAL | INDIA | NR | INDIA | ER | 2025 | 2497.6 | 0.008 | -1
STEAM_COAL | INDIA | NR | INDIA | ER | 2026 | 2497.6 | 0.008 | -1
STEAM_COAL | INDIA | NR | INDIA | ER | 2027 | 2497.6 | 0.008 | -1
STEAM_COAL | INDIA | NR | INDIA | ER | 2028 | 2497.6 | 0.008 | -1
STEAM_COAL | INDIA | NR | INDIA | ER | 2029 | 2497.6 | 0.008 | -1
STEAM_COAL | INDIA | NR | INDIA | ER | 2030 | 2497.6 | 0.008 | -1
STEAM_COAL | INDIA | NR | INDIA | ER | 2031 | 2497.6 | 0.008 | -1
STEAM_COAL | INDIA | NR | INDIA | WR | 2021 | 1838.6 | 0.008 | -1
STEAM_COAL | INDIA | NR | INDIA | WR | 2022 | 1838.6 | 0.008 | -1
STEAM_COAL | INDIA | NR | INDIA | WR | 2023 | 1838.6 | 0.008 | -1
STEAM_COAL | INDIA | NR | INDIA | WR | 2024 | 1838.6 | 0.008 | -1
STEAM_COAL | INDIA | NR | INDIA | WR | 2025 | 1838.6 | 0.008 | -1
STEAM_COAL | INDIA | NR | INDIA | WR | 2026 | 1838.6 | 0.008 | -1
STEAM_COAL | INDIA | NR | INDIA | WR | 2027 | 1838.6 | 0.008 | -1
STEAM_COAL | INDIA | NR | INDIA | WR | 2028 | 1838.6 | 0.008 | -1
STEAM_COAL | INDIA | NR | INDIA | WR | 2029 | 1838.6 | 0.008 | -1
STEAM_COAL | INDIA | NR | INDIA | WR | 2030 | 1838.6 | 0.008 | -1
STEAM_COAL | INDIA | NR | INDIA | WR | 2031 | 1838.6 | 0.008 | -1
STEAM_COAL | INDIA | NR | INDIA | NR | 2021 | 926 | 0.002 | -1
STEAM_COAL | INDIA | NR | INDIA | NR | 2022 | 926 | 0.002 | -1
STEAM_COAL | INDIA | NR | INDIA | NR | 2023 | 926 | 0.002 | -1
STEAM_COAL | INDIA | NR | INDIA | NR | 2024 | 926 | 0.002 | -1
STEAM_COAL | INDIA | NR | INDIA | NR | 2025 | 926 | 0.002 | -1
STEAM_COAL | INDIA | NR | INDIA | NR | 2026 | 926 | 0.002 | -1
STEAM_COAL | INDIA | NR | INDIA | NR | 2027 | 926 | 0.002 | -1
STEAM_COAL | INDIA | NR | INDIA | NR | 2028 | 926 | 0.002 | -1
STEAM_COAL | INDIA | NR | INDIA | NR | 2029 | 926 | 0.002 | -1
STEAM_COAL | INDIA | NR | INDIA | NR | 2030 | 926 | 0.002 | -1
STEAM_COAL | INDIA | NR | INDIA | NR | 2031 | 926 | 0.002 | -1
STEAM_COAL | INDIA | NR | INDIA | SR | 2021 | 3029.6 | 0.008 | -1
STEAM_COAL | INDIA | NR | INDIA | SR | 2022 | 3029.6 | 0.008 | -1
STEAM_COAL | INDIA | NR | INDIA | SR | 2023 | 3029.6 | 0.008 | -1
STEAM_COAL | INDIA | NR | INDIA | SR | 2024 | 3029.6 | 0.008 | -1
STEAM_COAL | INDIA | NR | INDIA | SR | 2025 | 3029.6 | 0.008 | -1
STEAM_COAL | INDIA | NR | INDIA | SR | 2026 | 3029.6 | 0.008 | -1
STEAM_COAL | INDIA | NR | INDIA | SR | 2027 | 3029.6 | 0.008 | -1
STEAM_COAL | INDIA | NR | INDIA | SR | 2028 | 3029.6 | 0.008 | -1
STEAM_COAL | INDIA | NR | INDIA | SR | 2029 | 3029.6 | 0.008 | -1
STEAM_COAL | INDIA | NR | INDIA | SR | 2030 | 3029.6 | 0.008 | -1
STEAM_COAL | INDIA | NR | INDIA | SR | 2031 | 3029.6 | 0.008 | -1
STEAM_COAL | INDIA | NR | INDIA | NER | 2021 | 3174 | 0.008 | -1
STEAM_COAL | INDIA | NR | INDIA | NER | 2022 | 3174 | 0.008 | -1
STEAM_COAL | INDIA | NR | INDIA | NER | 2023 | 3174 | 0.008 | -1
STEAM_COAL | INDIA | NR | INDIA | NER | 2024 | 3174 | 0.008 | -1
STEAM_COAL | INDIA | NR | INDIA | NER | 2025 | 3174 | 0.008 | -1
STEAM_COAL | INDIA | NR | INDIA | NER | 2026 | 3174 | 0.008 | -1
STEAM_COAL | INDIA | NR | INDIA | NER | 2027 | 3174 | 0.008 | -1
STEAM_COAL | INDIA | NR | INDIA | NER | 2028 | 3174 | 0.008 | -1
STEAM_COAL | INDIA | NR | INDIA | NER | 2029 | 3174 | 0.008 | -1
STEAM_COAL | INDIA | NR | INDIA | NER | 2030 | 3174 | 0.008 | -1
STEAM_COAL | INDIA | NR | INDIA | NER | 2031 | 3174 | 0.008 | -1
STEAM_COAL | INDIA | SR | INDIA | ER | 2021 | 2776.7 | 0.008 | -1
STEAM_COAL | INDIA | SR | INDIA | ER | 2022 | 2776.7 | 0.008 | -1
STEAM_COAL | INDIA | SR | INDIA | ER | 2023 | 2776.7 | 0.008 | -1
STEAM_COAL | INDIA | SR | INDIA | ER | 2024 | 2776.7 | 0.008 | -1
STEAM_COAL | INDIA | SR | INDIA | ER | 2025 | 2776.7 | 0.008 | -1
STEAM_COAL | INDIA | SR | INDIA | ER | 2026 | 2776.7 | 0.008 | -1
STEAM_COAL | INDIA | SR | INDIA | ER | 2027 | 2776.7 | 0.008 | -1
STEAM_COAL | INDIA | SR | INDIA | ER | 2028 | 2776.7 | 0.008 | -1
STEAM_COAL | INDIA | SR | INDIA | ER | 2029 | 2776.7 | 0.008 | -1
STEAM_COAL | INDIA | SR | INDIA | ER | 2030 | 2776.7 | 0.008 | -1
STEAM_COAL | INDIA | SR | INDIA | ER | 2031 | 2776.7 | 0.008 | -1
STEAM_COAL | INDIA | SR | INDIA | WR | 2021 | 2160.3 | 0.008 | -1
STEAM_COAL | INDIA | SR | INDIA | WR | 2022 | 2160.3 | 0.008 | -1
STEAM_COAL | INDIA | SR | INDIA | WR | 2023 | 2160.3 | 0.008 | -1
STEAM_COAL | INDIA | SR | INDIA | WR | 2024 | 2160.3 | 0.008 | -1
STEAM_COAL | INDIA | SR | INDIA | WR | 2025 | 2160.3 | 0.008 | -1
STEAM_COAL | INDIA | SR | INDIA | WR | 2026 | 2160.3 | 0.008 | -1
STEAM_COAL | INDIA | SR | INDIA | WR | 2027 | 2160.3 | 0.008 | -1
STEAM_COAL | INDIA | SR | INDIA | WR | 2028 | 2160.3 | 0.008 | -1
STEAM_COAL | INDIA | SR | INDIA | WR | 2029 | 2160.3 | 0.008 | -1
STEAM_COAL | INDIA | SR | INDIA | WR | 2030 | 2160.3 | 0.008 | -1
STEAM_COAL | INDIA | SR | INDIA | WR | 2031 | 2160.3 | 0.008 | -1
STEAM_COAL | INDIA | SR | INDIA | NR | 2021 | 3029.6 | 0.008 | -1
STEAM_COAL | INDIA | SR | INDIA | NR | 2022 | 3029.6 | 0.008 | -1
STEAM_COAL | INDIA | SR | INDIA | NR | 2023 | 3029.6 | 0.008 | -1
STEAM_COAL | INDIA | SR | INDIA | NR | 2024 | 3029.6 | 0.008 | -1
STEAM_COAL | INDIA | SR | INDIA | NR | 2025 | 3029.6 | 0.008 | -1
STEAM_COAL | INDIA | SR | INDIA | NR | 2026 | 3029.6 | 0.008 | -1
STEAM_COAL | INDIA | SR | INDIA | NR | 2027 | 3029.6 | 0.008 | -1
STEAM_COAL | INDIA | SR | INDIA | NR | 2028 | 3029.6 | 0.008 | -1
STEAM_COAL | INDIA | SR | INDIA | NR | 2029 | 3029.6 | 0.008 | -1
STEAM_COAL | INDIA | SR | INDIA | NR | 2030 | 3029.6 | 0.008 | -1
STEAM_COAL | INDIA | SR | INDIA | NR | 2031 | 3029.6 | 0.008 | -1
STEAM_COAL | INDIA | SR | INDIA | SR | 2021 | 926 | 0.002 | -1
STEAM_COAL | INDIA | SR | INDIA | SR | 2022 | 926 | 0.002 | -1
STEAM_COAL | INDIA | SR | INDIA | SR | 2023 | 926 | 0.002 | -1
STEAM_COAL | INDIA | SR | INDIA | SR | 2024 | 926 | 0.002 | -1
STEAM_COAL | INDIA | SR | INDIA | SR | 2025 | 926 | 0.002 | -1
STEAM_COAL | INDIA | SR | INDIA | SR | 2026 | 926 | 0.002 | -1
STEAM_COAL | INDIA | SR | INDIA | SR | 2027 | 926 | 0.002 | -1
STEAM_COAL | INDIA | SR | INDIA | SR | 2028 | 926 | 0.002 | -1
STEAM_COAL | INDIA | SR | INDIA | SR | 2029 | 926 | 0.002 | -1
STEAM_COAL | INDIA | SR | INDIA | SR | 2030 | 926 | 0.002 | -1
STEAM_COAL | INDIA | SR | INDIA | SR | 2031 | 926 | 0.002 | -1
STEAM_COAL | INDIA | SR | INDIA | NER | 2021 | 3787.9 | 0.008 | -1
STEAM_COAL | INDIA | SR | INDIA | NER | 2022 | 3787.9 | 0.008 | -1
STEAM_COAL | INDIA | SR | INDIA | NER | 2023 | 3787.9 | 0.008 | -1
STEAM_COAL | INDIA | SR | INDIA | NER | 2024 | 3787.9 | 0.008 | -1
STEAM_COAL | INDIA | SR | INDIA | NER | 2025 | 3787.9 | 0.008 | -1
STEAM_COAL | INDIA | SR | INDIA | NER | 2026 | 3787.9 | 0.008 | -1
STEAM_COAL | INDIA | SR | INDIA | NER | 2027 | 3787.9 | 0.008 | -1
STEAM_COAL | INDIA | SR | INDIA | NER | 2028 | 3787.9 | 0.008 | -1
STEAM_COAL | INDIA | SR | INDIA | NER | 2029 | 3787.9 | 0.008 | -1
STEAM_COAL | INDIA | SR | INDIA | NER | 2030 | 3787.9 | 0.008 | -1
STEAM_COAL | INDIA | SR | INDIA | NER | 2031 | 3787.9 | 0.008 | -1
STEAM_COAL | INDIA | NER | INDIA | ER | 2021 | 2497.6 | 0.008 | -1
STEAM_COAL | INDIA | NER | INDIA | ER | 2022 | 2497.6 | 0.008 | -1
STEAM_COAL | INDIA | NER | INDIA | ER | 2023 | 2497.6 | 0.008 | -1
STEAM_COAL | INDIA | NER | INDIA | ER | 2024 | 2497.6 | 0.008 | -1
STEAM_COAL | INDIA | NER | INDIA | ER | 2025 | 2497.6 | 0.008 | -1
STEAM_COAL | INDIA | NER | INDIA | ER | 2026 | 2497.6 | 0.008 | -1
STEAM_COAL | INDIA | NER | INDIA | ER | 2027 | 2497.6 | 0.008 | -1
STEAM_COAL | INDIA | NER | INDIA | ER | 2028 | 2497.6 | 0.008 | -1
STEAM_COAL | INDIA | NER | INDIA | ER | 2029 | 2497.6 | 0.008 | -1
STEAM_COAL | INDIA | NER | INDIA | ER | 2030 | 2497.6 | 0.008 | -1
STEAM_COAL | INDIA | NER | INDIA | ER | 2031 | 2497.6 | 0.008 | -1
STEAM_COAL | INDIA | NER | INDIA | WR | 2021 | 3354.5 | 0.008 | -1
STEAM_COAL | INDIA | NER | INDIA | WR | 2022 | 3354.5 | 0.008 | -1
STEAM_COAL | INDIA | NER | INDIA | WR | 2023 | 3354.5 | 0.008 | -1
STEAM_COAL | INDIA | NER | INDIA | WR | 2024 | 3354.5 | 0.008 | -1
STEAM_COAL | INDIA | NER | INDIA | WR | 2025 | 3354.5 | 0.008 | -1
STEAM_COAL | INDIA | NER | INDIA | WR | 2026 | 3354.5 | 0.008 | -1
STEAM_COAL | INDIA | NER | INDIA | WR | 2027 | 3354.5 | 0.008 | -1
STEAM_COAL | INDIA | NER | INDIA | WR | 2028 | 3354.5 | 0.008 | -1
STEAM_COAL | INDIA | NER | INDIA | WR | 2029 | 3354.5 | 0.008 | -1
STEAM_COAL | INDIA | NER | INDIA | WR | 2030 | 3354.5 | 0.008 | -1
STEAM_COAL | INDIA | NER | INDIA | WR | 2031 | 3354.5 | 0.008 | -1
STEAM_COAL | INDIA | NER | INDIA | NR | 2021 | 3174 | 0.008 | -1
STEAM_COAL | INDIA | NER | INDIA | NR | 2022 | 3174 | 0.008 | -1
STEAM_COAL | INDIA | NER | INDIA | NR | 2023 | 3174 | 0.008 | -1
STEAM_COAL | INDIA | NER | INDIA | NR | 2024 | 3174 | 0.008 | -1
STEAM_COAL | INDIA | NER | INDIA | NR | 2025 | 3174 | 0.008 | -1
STEAM_COAL | INDIA | NER | INDIA | NR | 2026 | 3174 | 0.008 | -1
STEAM_COAL | INDIA | NER | INDIA | NR | 2027 | 3174 | 0.008 | -1
STEAM_COAL | INDIA | NER | INDIA | NR | 2028 | 3174 | 0.008 | -1
STEAM_COAL | INDIA | NER | INDIA | NR | 2029 | 3174 | 0.008 | -1
STEAM_COAL | INDIA | NER | INDIA | NR | 2030 | 3174 | 0.008 | -1
STEAM_COAL | INDIA | NER | INDIA | NR | 2031 | 3174 | 0.008 | -1
STEAM_COAL | INDIA | NER | INDIA | SR | 2021 | 3787.9 | 0.008 | -1
STEAM_COAL | INDIA | NER | INDIA | SR | 2022 | 3787.9 | 0.008 | -1
STEAM_COAL | INDIA | NER | INDIA | SR | 2023 | 3787.9 | 0.008 | -1
STEAM_COAL | INDIA | NER | INDIA | SR | 2024 | 3787.9 | 0.008 | -1
STEAM_COAL | INDIA | NER | INDIA | SR | 2025 | 3787.9 | 0.008 | -1
STEAM_COAL | INDIA | NER | INDIA | SR | 2026 | 3787.9 | 0.008 | -1
STEAM_COAL | INDIA | NER | INDIA | SR | 2027 | 3787.9 | 0.008 | -1
STEAM_COAL | INDIA | NER | INDIA | SR | 2028 | 3787.9 | 0.008 | -1
STEAM_COAL | INDIA | NER | INDIA | SR | 2029 | 3787.9 | 0.008 | -1
STEAM_COAL | INDIA | NER | INDIA | SR | 2030 | 3787.9 | 0.008 | -1
STEAM_COAL | INDIA | NER | INDIA | SR | 2031 | 3787.9 | 0.008 | -1
STEAM_COAL | INDIA | NER | INDIA | NER | 2021 | 926 | 0.002 | -1
STEAM_COAL | INDIA | NER | INDIA | NER | 2022 | 926 | 0.002 | -1
STEAM_COAL | INDIA | NER | INDIA | NER | 2023 | 926 | 0.002 | -1
STEAM_COAL | INDIA | NER | INDIA | NER | 2024 | 926 | 0.002 | -1
STEAM_COAL | INDIA | NER | INDIA | NER | 2025 | 926 | 0.002 | -1
STEAM_COAL | INDIA | NER | INDIA | NER | 2026 | 926 | 0.002 | -1
STEAM_COAL | INDIA | NER | INDIA | NER | 2027 | 926 | 0.002 | -1
STEAM_COAL | INDIA | NER | INDIA | NER | 2028 | 926 | 0.002 | -1
STEAM_COAL | INDIA | NER | INDIA | NER | 2029 | 926 | 0.002 | -1
STEAM_COAL | INDIA | NER | INDIA | NER | 2030 | 926 | 0.002 | -1
STEAM_COAL | INDIA | NER | INDIA | NER | 2031 | 926 | 0.002 | -1
NATGAS | INDIA |  | INDIA |  | 2021 | 9000 | 0.009 | 79.8337
NATGAS | INDIA |  | INDIA |  | 2022 | 9000 | 0.009 | 106.3865
NATGAS | INDIA |  | INDIA |  | 2023 | 9000 | 0.009 | 108.3264
NATGAS | INDIA |  | INDIA |  | 2024 | 9000 | 0.009 | 113.9287
NATGAS | INDIA |  | INDIA |  | 2025 | 9000 | 0.009 | 119.9092
NATGAS | INDIA |  | INDIA |  | 2026 | 9000 | 0.009 | 122.2436
NATGAS | INDIA |  | INDIA |  | 2027 | 9000 | 0.009 | 124.5779
NATGAS | INDIA |  | INDIA |  | 2028 | 9000 | 0.009 | 126.9122
NATGAS | INDIA |  | INDIA |  | 2029 | 9000 | 0.009 | 129.2465
NATGAS | INDIA |  | INDIA |  | 2030 | 9000 | 0.009 | 131.5808
NATGAS | INDIA |  | INDIA |  | 2031 | 9000 | 0.009 | 133.9152
CRUDE | INDIA |  | INDIA |  | 2021 | 653.0906 | 0.00015 | -1
CRUDE | INDIA |  | INDIA |  | 2022 | 653.0906 | 0.00015 | -1
CRUDE | INDIA |  | INDIA |  | 2023 | 653.0906 | 0.00015 | -1
CRUDE | INDIA |  | INDIA |  | 2024 | 653.0906 | 0.00015 | -1
CRUDE | INDIA |  | INDIA |  | 2025 | 653.0906 | 0.00015 | -1
CRUDE | INDIA |  | INDIA |  | 2026 | 653.0906 | 0.00015 | -1
CRUDE | INDIA |  | INDIA |  | 2027 | 653.0906 | 0.00015 | -1
CRUDE | INDIA |  | INDIA |  | 2028 | 653.0906 | 0.00015 | -1
CRUDE | INDIA |  | INDIA |  | 2029 | 653.0906 | 0.00015 | -1
CRUDE | INDIA |  | INDIA |  | 2030 | 653.0906 | 0.00015 | -1
CRUDE | INDIA |  | INDIA |  | 2031 | 653.0906 | 0.00015 | -1
MS | INDIA |  | INDIA |  | 2021 | 653.0906 | 0.00015 | -1
MS | INDIA |  | INDIA |  | 2022 | 653.0906 | 0.00015 | -1
MS | INDIA |  | INDIA |  | 2023 | 653.0906 | 0.00015 | -1
MS | INDIA |  | INDIA |  | 2024 | 653.0906 | 0.00015 | -1
MS | INDIA |  | INDIA |  | 2025 | 653.0906 | 0.00015 | -1
MS | INDIA |  | INDIA |  | 2026 | 653.0906 | 0.00015 | -1
MS | INDIA |  | INDIA |  | 2027 | 653.0906 | 0.00015 | -1
MS | INDIA |  | INDIA |  | 2028 | 653.0906 | 0.00015 | -1
MS | INDIA |  | INDIA |  | 2029 | 653.0906 | 0.00015 | -1
MS | INDIA |  | INDIA |  | 2030 | 653.0906 | 0.00015 | -1
MS | INDIA |  | INDIA |  | 2031 | 653.0906 | 0.00015 | -1
HSD | INDIA |  | INDIA |  | 2021 | 653.0906 | 0.00015 | -1
HSD | INDIA |  | INDIA |  | 2022 | 653.0906 | 0.00015 | -1
HSD | INDIA |  | INDIA |  | 2023 | 653.0906 | 0.00015 | -1
HSD | INDIA |  | INDIA |  | 2024 | 653.0906 | 0.00015 | -1
HSD | INDIA |  | INDIA |  | 2025 | 653.0906 | 0.00015 | -1
HSD | INDIA |  | INDIA |  | 2026 | 653.0906 | 0.00015 | -1
HSD | INDIA |  | INDIA |  | 2027 | 653.0906 | 0.00015 | -1
HSD | INDIA |  | INDIA |  | 2028 | 653.0906 | 0.00015 | -1
HSD | INDIA |  | INDIA |  | 2029 | 653.0906 | 0.00015 | -1
HSD | INDIA |  | INDIA |  | 2030 | 653.0906 | 0.00015 | -1
HSD | INDIA |  | INDIA |  | 2031 | 653.0906 | 0.00015 | -1
ATF | INDIA |  | INDIA |  | 2021 | 653.0906 | 0.00015 | -1
ATF | INDIA |  | INDIA |  | 2022 | 653.0906 | 0.00015 | -1
ATF | INDIA |  | INDIA |  | 2023 | 653.0906 | 0.00015 | -1
ATF | INDIA |  | INDIA |  | 2024 | 653.0906 | 0.00015 | -1
ATF | INDIA |  | INDIA |  | 2025 | 653.0906 | 0.00015 | -1
ATF | INDIA |  | INDIA |  | 2026 | 653.0906 | 0.00015 | -1
ATF | INDIA |  | INDIA |  | 2027 | 653.0906 | 0.00015 | -1
ATF | INDIA |  | INDIA |  | 2028 | 653.0906 | 0.00015 | -1
ATF | INDIA |  | INDIA |  | 2029 | 653.0906 | 0.00015 | -1
ATF | INDIA |  | INDIA |  | 2030 | 653.0906 | 0.00015 | -1
ATF | INDIA |  | INDIA |  | 2031 | 653.0906 | 0.00015 | -1
LPG | INDIA |  | INDIA |  | 2021 | 653.0906 | 0.00015 | -1
LPG | INDIA |  | INDIA |  | 2022 | 653.0906 | 0.00015 | -1
LPG | INDIA |  | INDIA |  | 2023 | 653.0906 | 0.00015 | -1
LPG | INDIA |  | INDIA |  | 2024 | 653.0906 | 0.00015 | -1
LPG | INDIA |  | INDIA |  | 2025 | 653.0906 | 0.00015 | -1
LPG | INDIA |  | INDIA |  | 2026 | 653.0906 | 0.00015 | -1
LPG | INDIA |  | INDIA |  | 2027 | 653.0906 | 0.00015 | -1
LPG | INDIA |  | INDIA |  | 2028 | 653.0906 | 0.00015 | -1
LPG | INDIA |  | INDIA |  | 2029 | 653.0906 | 0.00015 | -1
LPG | INDIA |  | INDIA |  | 2030 | 653.0906 | 0.00015 | -1
LPG | INDIA |  | INDIA |  | 2031 | 653.0906 | 0.00015 | -1
PP_OTHER | INDIA |  | INDIA |  | 2021 | 653.0906 | 0.00015 | -1
PP_OTHER | INDIA |  | INDIA |  | 2022 | 653.0906 | 0.00015 | -1
PP_OTHER | INDIA |  | INDIA |  | 2023 | 653.0906 | 0.00015 | -1
PP_OTHER | INDIA |  | INDIA |  | 2024 | 653.0906 | 0.00015 | -1
PP_OTHER | INDIA |  | INDIA |  | 2025 | 653.0906 | 0.00015 | -1
PP_OTHER | INDIA |  | INDIA |  | 2026 | 653.0906 | 0.00015 | -1
PP_OTHER | INDIA |  | INDIA |  | 2027 | 653.0906 | 0.00015 | -1
PP_OTHER | INDIA |  | INDIA |  | 2028 | 653.0906 | 0.00015 | -1
PP_OTHER | INDIA |  | INDIA |  | 2029 | 653.0906 | 0.00015 | -1
PP_OTHER | INDIA |  | INDIA |  | 2030 | 653.0906 | 0.00015 | -1
PP_OTHER | INDIA |  | INDIA |  | 2031 | 653.0906 | 0.00015 | -1
BIOGAS | INDIA |  | INDIA |  | 2021 | 0 | 0 | -1
BIOGAS | INDIA |  | INDIA |  | 2022 | 0 | 0 | -1
BIOGAS | INDIA |  | INDIA |  | 2023 | 0 | 0 | -1
BIOGAS | INDIA |  | INDIA |  | 2024 | 0 | 0 | -1
BIOGAS | INDIA |  | INDIA |  | 2025 | 0 | 0 | -1
BIOGAS | INDIA |  | INDIA |  | 2026 | 0 | 0 | -1
BIOGAS | INDIA |  | INDIA |  | 2027 | 0 | 0 | -1
BIOGAS | INDIA |  | INDIA |  | 2028 | 0 | 0 | -1
BIOGAS | INDIA |  | INDIA |  | 2029 | 0 | 0 | -1
BIOGAS | INDIA |  | INDIA |  | 2030 | 0 | 0 | -1
BIOGAS | INDIA |  | INDIA |  | 2031 | 0 | 0 | -1
BIOMASS | INDIA |  | INDIA |  | 2021 | 0 | 0 | -1
BIOMASS | INDIA |  | INDIA |  | 2022 | 0 | 0 | -1
BIOMASS | INDIA |  | INDIA |  | 2023 | 0 | 0 | -1
BIOMASS | INDIA |  | INDIA |  | 2024 | 0 | 0 | -1
BIOMASS | INDIA |  | INDIA |  | 2025 | 0 | 0 | -1
BIOMASS | INDIA |  | INDIA |  | 2026 | 0 | 0 | -1
BIOMASS | INDIA |  | INDIA |  | 2027 | 0 | 0 | -1
BIOMASS | INDIA |  | INDIA |  | 2028 | 0 | 0 | -1
BIOMASS | INDIA |  | INDIA |  | 2029 | 0 | 0 | -1
BIOMASS | INDIA |  | INDIA |  | 2030 | 0 | 0 | -1
BIOMASS | INDIA |  | INDIA |  | 2031 | 0 | 0 | -1
ELECTRICITY | INDIA | NR | INDIA | NR | 2021 | 2.3515 | 0.18219 | -1
ELECTRICITY | INDIA | NR | INDIA | NR | 2022 | 2.3843 | 0.1766 | -1
ELECTRICITY | INDIA | NR | INDIA | NR | 2023 | 2.4177 | 0.1712 | -1
ELECTRICITY | INDIA | NR | INDIA | NR | 2024 | 2.4517 | 0.16665 | -1
ELECTRICITY | INDIA | NR | INDIA | NR | 2025 | 2.4863 | 0.16254 | -1
ELECTRICITY | INDIA | NR | INDIA | NR | 2026 | 2.5214 | 0.15855 | -1
ELECTRICITY | INDIA | NR | INDIA | NR | 2027 | 2.5571 | 0.15469 | -1
ELECTRICITY | INDIA | NR | INDIA | NR | 2028 | 2.5934 | 0.15096 | -1
ELECTRICITY | INDIA | NR | INDIA | NR | 2029 | 2.6304 | 0.14734 | -1
ELECTRICITY | INDIA | NR | INDIA | NR | 2030 | 2.6679 | 0.14384 | -1
ELECTRICITY | INDIA | NR | INDIA | NR | 2031 | 2.7061 | 0.14045 | -1
ELECTRICITY | INDIA | WR | INDIA | WR | 2021 | 2.3041 | 0.1904 | -1
ELECTRICITY | INDIA | WR | INDIA | WR | 2022 | 2.3362 | 0.18496 | -1
ELECTRICITY | INDIA | WR | INDIA | WR | 2023 | 2.3688 | 0.17968 | -1
ELECTRICITY | INDIA | WR | INDIA | WR | 2024 | 2.402 | 0.17457 | -1
ELECTRICITY | INDIA | WR | INDIA | WR | 2025 | 2.4357 | 0.16961 | -1
ELECTRICITY | INDIA | WR | INDIA | WR | 2026 | 2.47 | 0.16481 | -1
ELECTRICITY | INDIA | WR | INDIA | WR | 2027 | 2.5048 | 0.16015 | -1
ELECTRICITY | INDIA | WR | INDIA | WR | 2028 | 2.5403 | 0.15563 | -1
ELECTRICITY | INDIA | WR | INDIA | WR | 2029 | 2.5763 | 0.15124 | -1
ELECTRICITY | INDIA | WR | INDIA | WR | 2030 | 2.613 | 0.14699 | -1
ELECTRICITY | INDIA | WR | INDIA | WR | 2031 | 2.6502 | 0.14287 | -1
ELECTRICITY | INDIA | SR | INDIA | SR | 2021 | 1.7488 | 0.15274 | -1
ELECTRICITY | INDIA | SR | INDIA | SR | 2022 | 1.7716 | 0.15037 | -1
ELECTRICITY | INDIA | SR | INDIA | SR | 2023 | 1.7947 | 0.14808 | -1
ELECTRICITY | INDIA | SR | INDIA | SR | 2024 | 1.8182 | 0.14586 | -1
ELECTRICITY | INDIA | SR | INDIA | SR | 2025 | 1.8421 | 0.14372 | -1
ELECTRICITY | INDIA | SR | INDIA | SR | 2026 | 1.8664 | 0.14275 | -1
ELECTRICITY | INDIA | SR | INDIA | SR | 2027 | 1.8911 | 0.14183 | -1
ELECTRICITY | INDIA | SR | INDIA | SR | 2028 | 1.9162 | 0.14093 | -1
ELECTRICITY | INDIA | SR | INDIA | SR | 2029 | 1.9418 | 0.14005 | -1
ELECTRICITY | INDIA | SR | INDIA | SR | 2030 | 1.9678 | 0.13918 | -1
ELECTRICITY | INDIA | SR | INDIA | SR | 2031 | 1.9942 | 0.13849 | -1
ELECTRICITY | INDIA | ER | INDIA | ER | 2021 | 1.5515 | 0.22189 | -1
ELECTRICITY | INDIA | ER | INDIA | ER | 2022 | 1.5709 | 0.21672 | -1
ELECTRICITY | INDIA | ER | INDIA | ER | 2023 | 1.5906 | 0.21168 | -1
ELECTRICITY | INDIA | ER | INDIA | ER | 2024 | 1.6107 | 0.20675 | -1
ELECTRICITY | INDIA | ER | INDIA | ER | 2025 | 1.6311 | 0.20194 | -1
ELECTRICITY | INDIA | ER | INDIA | ER | 2026 | 1.6519 | 0.19723 | -1
ELECTRICITY | INDIA | ER | INDIA | ER | 2027 | 1.673 | 0.19264 | -1
ELECTRICITY | INDIA | ER | INDIA | ER | 2028 | 1.6945 | 0.18815 | -1
ELECTRICITY | INDIA | ER | INDIA | ER | 2029 | 1.7163 | 0.18377 | -1
ELECTRICITY | INDIA | ER | INDIA | ER | 2030 | 1.7385 | 0.17949 | -1
ELECTRICITY | INDIA | ER | INDIA | ER | 2031 | 1.761 | 0.17531 | -1
ELECTRICITY | INDIA | NER | INDIA | NER | 2021 | 1.8039 | 0.25293 | -1
ELECTRICITY | INDIA | NER | INDIA | NER | 2022 | 1.8275 | 0.24568 | -1
ELECTRICITY | INDIA | NER | INDIA | NER | 2023 | 1.8516 | 0.23867 | -1
ELECTRICITY | INDIA | NER | INDIA | NER | 2024 | 1.876 | 0.23188 | -1
ELECTRICITY | INDIA | NER | INDIA | NER | 2025 | 1.9009 | 0.22531 | -1
ELECTRICITY | INDIA | NER | INDIA | NER | 2026 | 1.9262 | 0.21894 | -1
ELECTRICITY | INDIA | NER | INDIA | NER | 2027 | 1.9519 | 0.21278 | -1
ELECTRICITY | INDIA | NER | INDIA | NER | 2028 | 1.9781 | 0.2068 | -1
ELECTRICITY | INDIA | NER | INDIA | NER | 2029 | 2.0047 | 0.20102 | -1
ELECTRICITY | INDIA | NER | INDIA | NER | 2030 | 2.0317 | 0.19541 | -1
ELECTRICITY | INDIA | NER | INDIA | NER | 2031 | 2.0592 | 0.18998 | -1
ELECTRICITY | INDIA | NR | INDIA | WR | 2021 | 0.4 | 0.033 | 24.543
ELECTRICITY | INDIA | NR | INDIA | WR | 2022 | 0.41 | 0.033 | 25.327
ELECTRICITY | INDIA | NR | INDIA | WR | 2023 | 0.42 | 0.033 | 26.1111
ELECTRICITY | INDIA | NR | INDIA | WR | 2024 | 0.43 | 0.033 | 26.8952
ELECTRICITY | INDIA | NR | INDIA | WR | 2025 | 0.44 | 0.033 | 27.6792
ELECTRICITY | INDIA | NR | INDIA | WR | 2026 | 0.45 | 0.033 | 28.4633
ELECTRICITY | INDIA | NR | INDIA | WR | 2027 | 0.46 | 0.033 | 29.2474
ELECTRICITY | INDIA | NR | INDIA | WR | 2028 | 0.47 | 0.033 | 30.0314
ELECTRICITY | INDIA | NR | INDIA | WR | 2029 | 0.48 | 0.033 | 30.8155
ELECTRICITY | INDIA | NR | INDIA | WR | 2030 | 0.49 | 0.033 | 31.5995
ELECTRICITY | INDIA | NR | INDIA | WR | 2031 | 0.5 | 0.033 | 32.3836
ELECTRICITY | INDIA | WR | INDIA | SR | 2021 | 0.4 | 0.033 | 10.2634
ELECTRICITY | INDIA | WR | INDIA | SR | 2022 | 0.41 | 0.033 | 10.5913
ELECTRICITY | INDIA | WR | INDIA | SR | 2023 | 0.42 | 0.033 | 10.9192
ELECTRICITY | INDIA | WR | INDIA | SR | 2024 | 0.43 | 0.033 | 11.2471
ELECTRICITY | INDIA | WR | INDIA | SR | 2025 | 0.44 | 0.033 | 11.575
ELECTRICITY | INDIA | WR | INDIA | SR | 2026 | 0.45 | 0.033 | 11.9028
ELECTRICITY | INDIA | WR | INDIA | SR | 2027 | 0.46 | 0.033 | 12.2307
ELECTRICITY | INDIA | WR | INDIA | SR | 2028 | 0.47 | 0.033 | 12.5586
ELECTRICITY | INDIA | WR | INDIA | SR | 2029 | 0.48 | 0.033 | 12.8865
ELECTRICITY | INDIA | WR | INDIA | SR | 2030 | 0.49 | 0.033 | 13.2144
ELECTRICITY | INDIA | WR | INDIA | SR | 2031 | 0.5 | 0.033 | 13.5422
ELECTRICITY | INDIA | SR | INDIA | ER | 2021 | 0.4 | 0.033 | 6.1185
ELECTRICITY | INDIA | SR | INDIA | ER | 2022 | 0.41 | 0.033 | 6.3139
ELECTRICITY | INDIA | SR | INDIA | ER | 2023 | 0.42 | 0.033 | 6.5094
ELECTRICITY | INDIA | SR | INDIA | ER | 2024 | 0.43 | 0.033 | 6.7049
ELECTRICITY | INDIA | SR | INDIA | ER | 2025 | 0.44 | 0.033 | 6.9003
ELECTRICITY | INDIA | SR | INDIA | ER | 2026 | 0.45 | 0.033 | 7.0958
ELECTRICITY | INDIA | SR | INDIA | ER | 2027 | 0.46 | 0.033 | 7.2912
ELECTRICITY | INDIA | SR | INDIA | ER | 2028 | 0.47 | 0.033 | 7.4867
ELECTRICITY | INDIA | SR | INDIA | ER | 2029 | 0.48 | 0.033 | 7.6822
ELECTRICITY | INDIA | SR | INDIA | ER | 2030 | 0.49 | 0.033 | 7.8776
ELECTRICITY | INDIA | SR | INDIA | ER | 2031 | 0.5 | 0.033 | 8.0731
ELECTRICITY | INDIA | ER | INDIA | NER | 2021 | 0.4 | 0.033 | 15.433
ELECTRICITY | INDIA | ER | INDIA | NER | 2022 | 0.41 | 0.033 | 15.926
ELECTRICITY | INDIA | ER | INDIA | NER | 2023 | 0.42 | 0.033 | 16.419
ELECTRICITY | INDIA | ER | INDIA | NER | 2024 | 0.43 | 0.033 | 16.9121
ELECTRICITY | INDIA | ER | INDIA | NER | 2025 | 0.44 | 0.033 | 17.4051
ELECTRICITY | INDIA | ER | INDIA | NER | 2026 | 0.45 | 0.033 | 17.8981
ELECTRICITY | INDIA | ER | INDIA | NER | 2027 | 0.46 | 0.033 | 18.3911
ELECTRICITY | INDIA | ER | INDIA | NER | 2028 | 0.47 | 0.033 | 18.8842
ELECTRICITY | INDIA | ER | INDIA | NER | 2029 | 0.48 | 0.033 | 19.3772
ELECTRICITY | INDIA | ER | INDIA | NER | 2030 | 0.49 | 0.033 | 19.8702
ELECTRICITY | INDIA | ER | INDIA | NER | 2031 | 0.5 | 0.033 | 20.3633
ELECTRICITY | INDIA | NER | INDIA | NR | 2021 | 0.4 | 0.033 | 0
ELECTRICITY | INDIA | NER | INDIA | NR | 2022 | 0.41 | 0.033 | 0
ELECTRICITY | INDIA | NER | INDIA | NR | 2023 | 0.42 | 0.033 | 0
ELECTRICITY | INDIA | NER | INDIA | NR | 2024 | 0.43 | 0.033 | 0
ELECTRICITY | INDIA | NER | INDIA | NR | 2025 | 0.44 | 0.033 | 0
ELECTRICITY | INDIA | NER | INDIA | NR | 2026 | 0.45 | 0.033 | 0
ELECTRICITY | INDIA | NER | INDIA | NR | 2027 | 0.46 | 0.033 | 0
ELECTRICITY | INDIA | NER | INDIA | NR | 2028 | 0.47 | 0.033 | 0
ELECTRICITY | INDIA | NER | INDIA | NR | 2029 | 0.48 | 0.033 | 0
ELECTRICITY | INDIA | NER | INDIA | NR | 2030 | 0.49 | 0.033 | 0
ELECTRICITY | INDIA | NER | INDIA | NR | 2031 | 0.5 | 0.033 | 0
ELECTRICITY | INDIA | NR | INDIA | SR | 2021 | 0.4 | 0.033 | 0
ELECTRICITY | INDIA | NR | INDIA | SR | 2022 | 0.41 | 0.033 | 0
ELECTRICITY | INDIA | NR | INDIA | SR | 2023 | 0.42 | 0.033 | 0
ELECTRICITY | INDIA | NR | INDIA | SR | 2024 | 0.43 | 0.033 | 0
ELECTRICITY | INDIA | NR | INDIA | SR | 2025 | 0.44 | 0.033 | 0
ELECTRICITY | INDIA | NR | INDIA | SR | 2026 | 0.45 | 0.033 | 0
ELECTRICITY | INDIA | NR | INDIA | SR | 2027 | 0.46 | 0.033 | 0
ELECTRICITY | INDIA | NR | INDIA | SR | 2028 | 0.47 | 0.033 | 0
ELECTRICITY | INDIA | NR | INDIA | SR | 2029 | 0.48 | 0.033 | 0
ELECTRICITY | INDIA | NR | INDIA | SR | 2030 | 0.49 | 0.033 | 0
ELECTRICITY | INDIA | NR | INDIA | SR | 2031 | 0.5 | 0.033 | 0
ELECTRICITY | INDIA | WR | INDIA | ER | 2021 | 0.4 | 0.033 | 16.7441
ELECTRICITY | INDIA | WR | INDIA | ER | 2022 | 0.41 | 0.033 | 17.279
ELECTRICITY | INDIA | WR | INDIA | ER | 2023 | 0.42 | 0.033 | 17.8139
ELECTRICITY | INDIA | WR | INDIA | ER | 2024 | 0.43 | 0.033 | 18.3488
ELECTRICITY | INDIA | WR | INDIA | ER | 2025 | 0.44 | 0.033 | 18.8837
ELECTRICITY | INDIA | WR | INDIA | ER | 2026 | 0.45 | 0.033 | 19.4186
ELECTRICITY | INDIA | WR | INDIA | ER | 2027 | 0.46 | 0.033 | 19.9535
ELECTRICITY | INDIA | WR | INDIA | ER | 2028 | 0.47 | 0.033 | 20.4885
ELECTRICITY | INDIA | WR | INDIA | ER | 2029 | 0.48 | 0.033 | 21.0234
ELECTRICITY | INDIA | WR | INDIA | ER | 2030 | 0.49 | 0.033 | 21.5583
ELECTRICITY | INDIA | WR | INDIA | ER | 2031 | 0.5 | 0.033 | 22.0932
ELECTRICITY | INDIA | SR | INDIA | NER | 2021 | 0.4 | 0.033 | 0
ELECTRICITY | INDIA | SR | INDIA | NER | 2022 | 0.41 | 0.033 | 0
ELECTRICITY | INDIA | SR | INDIA | NER | 2023 | 0.42 | 0.033 | 0
ELECTRICITY | INDIA | SR | INDIA | NER | 2024 | 0.43 | 0.033 | 0
ELECTRICITY | INDIA | SR | INDIA | NER | 2025 | 0.44 | 0.033 | 0
ELECTRICITY | INDIA | SR | INDIA | NER | 2026 | 0.45 | 0.033 | 0
ELECTRICITY | INDIA | SR | INDIA | NER | 2027 | 0.46 | 0.033 | 0
ELECTRICITY | INDIA | SR | INDIA | NER | 2028 | 0.47 | 0.033 | 0
ELECTRICITY | INDIA | SR | INDIA | NER | 2029 | 0.48 | 0.033 | 0
ELECTRICITY | INDIA | SR | INDIA | NER | 2030 | 0.49 | 0.033 | 0
ELECTRICITY | INDIA | SR | INDIA | NER | 2031 | 0.5 | 0.033 | 0
ELECTRICITY | INDIA | ER | INDIA | NR | 2021 | 0.4 | 0.033 | 31.9481
ELECTRICITY | INDIA | ER | INDIA | NR | 2022 | 0.41 | 0.033 | 32.9687
ELECTRICITY | INDIA | ER | INDIA | NR | 2023 | 0.42 | 0.033 | 33.9893
ELECTRICITY | INDIA | ER | INDIA | NR | 2024 | 0.43 | 0.033 | 35.01
ELECTRICITY | INDIA | ER | INDIA | NR | 2025 | 0.44 | 0.033 | 36.0306
ELECTRICITY | INDIA | ER | INDIA | NR | 2026 | 0.45 | 0.033 | 37.0512
ELECTRICITY | INDIA | ER | INDIA | NR | 2027 | 0.46 | 0.033 | 38.0718
ELECTRICITY | INDIA | ER | INDIA | NR | 2028 | 0.47 | 0.033 | 39.0925
ELECTRICITY | INDIA | ER | INDIA | NR | 2029 | 0.48 | 0.033 | 40.1131
ELECTRICITY | INDIA | ER | INDIA | NR | 2030 | 0.49 | 0.033 | 41.1337
ELECTRICITY | INDIA | ER | INDIA | NR | 2031 | 0.5 | 0.033 | 42.1544
ELECTRICITY | INDIA | NER | INDIA | WR | 2021 | 0.4 | 0.033 | 0
ELECTRICITY | INDIA | NER | INDIA | WR | 2022 | 0.41 | 0.033 | 0
ELECTRICITY | INDIA | NER | INDIA | WR | 2023 | 0.42 | 0.033 | 0
ELECTRICITY | INDIA | NER | INDIA | WR | 2024 | 0.43 | 0.033 | 0
ELECTRICITY | INDIA | NER | INDIA | WR | 2025 | 0.44 | 0.033 | 0
ELECTRICITY | INDIA | NER | INDIA | WR | 2026 | 0.45 | 0.033 | 0
ELECTRICITY | INDIA | NER | INDIA | WR | 2027 | 0.46 | 0.033 | 0
ELECTRICITY | INDIA | NER | INDIA | WR | 2028 | 0.47 | 0.033 | 0
ELECTRICITY | INDIA | NER | INDIA | WR | 2029 | 0.48 | 0.033 | 0
ELECTRICITY | INDIA | NER | INDIA | WR | 2030 | 0.49 | 0.033 | 0
ELECTRICITY | INDIA | NER | INDIA | WR | 2031 | 0.5 | 0.033 | 0
ELECTRICITY | INDIA | NR | INDIA | ER | 2021 | 0.4 | 0.033 | 31.9481
ELECTRICITY | INDIA | NR | INDIA | ER | 2022 | 0.41 | 0.033 | 32.9687
ELECTRICITY | INDIA | NR | INDIA | ER | 2023 | 0.42 | 0.033 | 33.9893
ELECTRICITY | INDIA | NR | INDIA | ER | 2024 | 0.43 | 0.033 | 35.01
ELECTRICITY | INDIA | NR | INDIA | ER | 2025 | 0.44 | 0.033 | 36.0306
ELECTRICITY | INDIA | NR | INDIA | ER | 2026 | 0.45 | 0.033 | 37.0512
ELECTRICITY | INDIA | NR | INDIA | ER | 2027 | 0.46 | 0.033 | 38.0718
ELECTRICITY | INDIA | NR | INDIA | ER | 2028 | 0.47 | 0.033 | 39.0925
ELECTRICITY | INDIA | NR | INDIA | ER | 2029 | 0.48 | 0.033 | 40.1131
ELECTRICITY | INDIA | NR | INDIA | ER | 2030 | 0.49 | 0.033 | 41.1337
ELECTRICITY | INDIA | NR | INDIA | ER | 2031 | 0.5 | 0.033 | 42.1544
ELECTRICITY | INDIA | WR | INDIA | NER | 2021 | 0.4 | 0.033 | 0
ELECTRICITY | INDIA | WR | INDIA | NER | 2022 | 0.41 | 0.033 | 0
ELECTRICITY | INDIA | WR | INDIA | NER | 2023 | 0.42 | 0.033 | 0
ELECTRICITY | INDIA | WR | INDIA | NER | 2024 | 0.43 | 0.033 | 0
ELECTRICITY | INDIA | WR | INDIA | NER | 2025 | 0.44 | 0.033 | 0
ELECTRICITY | INDIA | WR | INDIA | NER | 2026 | 0.45 | 0.033 | 0
ELECTRICITY | INDIA | WR | INDIA | NER | 2027 | 0.46 | 0.033 | 0
ELECTRICITY | INDIA | WR | INDIA | NER | 2028 | 0.47 | 0.033 | 0
ELECTRICITY | INDIA | WR | INDIA | NER | 2029 | 0.48 | 0.033 | 0
ELECTRICITY | INDIA | WR | INDIA | NER | 2030 | 0.49 | 0.033 | 0
ELECTRICITY | INDIA | WR | INDIA | NER | 2031 | 0.5 | 0.033 | 0
ELECTRICITY | INDIA | SR | INDIA | NR | 2021 | 0.4 | 0.033 | 0
ELECTRICITY | INDIA | SR | INDIA | NR | 2022 | 0.41 | 0.033 | 0
ELECTRICITY | INDIA | SR | INDIA | NR | 2023 | 0.42 | 0.033 | 0
ELECTRICITY | INDIA | SR | INDIA | NR | 2024 | 0.43 | 0.033 | 0
ELECTRICITY | INDIA | SR | INDIA | NR | 2025 | 0.44 | 0.033 | 0
ELECTRICITY | INDIA | SR | INDIA | NR | 2026 | 0.45 | 0.033 | 0
ELECTRICITY | INDIA | SR | INDIA | NR | 2027 | 0.46 | 0.033 | 0
ELECTRICITY | INDIA | SR | INDIA | NR | 2028 | 0.47 | 0.033 | 0
ELECTRICITY | INDIA | SR | INDIA | NR | 2029 | 0.48 | 0.033 | 0
ELECTRICITY | INDIA | SR | INDIA | NR | 2030 | 0.49 | 0.033 | 0
ELECTRICITY | INDIA | SR | INDIA | NR | 2031 | 0.5 | 0.033 | 0
ELECTRICITY | INDIA | ER | INDIA | WR | 2021 | 0.4 | 0.033 | 16.7441
ELECTRICITY | INDIA | ER | INDIA | WR | 2022 | 0.41 | 0.033 | 17.279
ELECTRICITY | INDIA | ER | INDIA | WR | 2023 | 0.42 | 0.033 | 17.8139
ELECTRICITY | INDIA | ER | INDIA | WR | 2024 | 0.43 | 0.033 | 18.3488
ELECTRICITY | INDIA | ER | INDIA | WR | 2025 | 0.44 | 0.033 | 18.8837
ELECTRICITY | INDIA | ER | INDIA | WR | 2026 | 0.45 | 0.033 | 19.4186
ELECTRICITY | INDIA | ER | INDIA | WR | 2027 | 0.46 | 0.033 | 19.9535
ELECTRICITY | INDIA | ER | INDIA | WR | 2028 | 0.47 | 0.033 | 20.4885
ELECTRICITY | INDIA | ER | INDIA | WR | 2029 | 0.48 | 0.033 | 21.0234
ELECTRICITY | INDIA | ER | INDIA | WR | 2030 | 0.49 | 0.033 | 21.5583
ELECTRICITY | INDIA | ER | INDIA | WR | 2031 | 0.5 | 0.033 | 22.0932
ELECTRICITY | INDIA | NER | INDIA | SR | 2021 | 0.4 | 0.033 | 0
ELECTRICITY | INDIA | NER | INDIA | SR | 2022 | 0.41 | 0.033 | 0
ELECTRICITY | INDIA | NER | INDIA | SR | 2023 | 0.42 | 0.033 | 0
ELECTRICITY | INDIA | NER | INDIA | SR | 2024 | 0.43 | 0.033 | 0
ELECTRICITY | INDIA | NER | INDIA | SR | 2025 | 0.44 | 0.033 | 0
ELECTRICITY | INDIA | NER | INDIA | SR | 2026 | 0.45 | 0.033 | 0
ELECTRICITY | INDIA | NER | INDIA | SR | 2027 | 0.46 | 0.033 | 0
ELECTRICITY | INDIA | NER | INDIA | SR | 2028 | 0.47 | 0.033 | 0
ELECTRICITY | INDIA | NER | INDIA | SR | 2029 | 0.48 | 0.033 | 0
ELECTRICITY | INDIA | NER | INDIA | SR | 2030 | 0.49 | 0.033 | 0
ELECTRICITY | INDIA | NER | INDIA | SR | 2031 | 0.5 | 0.033 | 0
ELECTRICITY | INDIA | NR | INDIA | NER | 2021 | 0.4 | 0.033 | 0
ELECTRICITY | INDIA | NR | INDIA | NER | 2022 | 0.41 | 0.033 | 0
ELECTRICITY | INDIA | NR | INDIA | NER | 2023 | 0.42 | 0.033 | 0
ELECTRICITY | INDIA | NR | INDIA | NER | 2024 | 0.43 | 0.033 | 0
ELECTRICITY | INDIA | NR | INDIA | NER | 2025 | 0.44 | 0.033 | 0
ELECTRICITY | INDIA | NR | INDIA | NER | 2026 | 0.45 | 0.033 | 0
ELECTRICITY | INDIA | NR | INDIA | NER | 2027 | 0.46 | 0.033 | 0
ELECTRICITY | INDIA | NR | INDIA | NER | 2028 | 0.47 | 0.033 | 0
ELECTRICITY | INDIA | NR | INDIA | NER | 2029 | 0.48 | 0.033 | 0
ELECTRICITY | INDIA | NR | INDIA | NER | 2030 | 0.49 | 0.033 | 0
ELECTRICITY | INDIA | NR | INDIA | NER | 2031 | 0.5 | 0.033 | 0
ELECTRICITY | INDIA | WR | INDIA | NR | 2021 | 0.4 | 0.033 | 24.543
ELECTRICITY | INDIA | WR | INDIA | NR | 2022 | 0.41 | 0.033 | 25.327
ELECTRICITY | INDIA | WR | INDIA | NR | 2023 | 0.42 | 0.033 | 26.1111
ELECTRICITY | INDIA | WR | INDIA | NR | 2024 | 0.43 | 0.033 | 26.8952
ELECTRICITY | INDIA | WR | INDIA | NR | 2025 | 0.44 | 0.033 | 27.6792
ELECTRICITY | INDIA | WR | INDIA | NR | 2026 | 0.45 | 0.033 | 28.4633
ELECTRICITY | INDIA | WR | INDIA | NR | 2027 | 0.46 | 0.033 | 29.2474
ELECTRICITY | INDIA | WR | INDIA | NR | 2028 | 0.47 | 0.033 | 30.0314
ELECTRICITY | INDIA | WR | INDIA | NR | 2029 | 0.48 | 0.033 | 30.8155
ELECTRICITY | INDIA | WR | INDIA | NR | 2030 | 0.49 | 0.033 | 31.5995
ELECTRICITY | INDIA | WR | INDIA | NR | 2031 | 0.5 | 0.033 | 32.3836
ELECTRICITY | INDIA | SR | INDIA | WR | 2021 | 0.4 | 0.033 | 10.2634
ELECTRICITY | INDIA | SR | INDIA | WR | 2022 | 0.41 | 0.033 | 10.5913
ELECTRICITY | INDIA | SR | INDIA | WR | 2023 | 0.42 | 0.033 | 10.9192
ELECTRICITY | INDIA | SR | INDIA | WR | 2024 | 0.43 | 0.033 | 11.2471
ELECTRICITY | INDIA | SR | INDIA | WR | 2025 | 0.44 | 0.033 | 11.575
ELECTRICITY | INDIA | SR | INDIA | WR | 2026 | 0.45 | 0.033 | 11.9028
ELECTRICITY | INDIA | SR | INDIA | WR | 2027 | 0.46 | 0.033 | 12.2307
ELECTRICITY | INDIA | SR | INDIA | WR | 2028 | 0.47 | 0.033 | 12.5586
ELECTRICITY | INDIA | SR | INDIA | WR | 2029 | 0.48 | 0.033 | 12.8865
ELECTRICITY | INDIA | SR | INDIA | WR | 2030 | 0.49 | 0.033 | 13.2144
ELECTRICITY | INDIA | SR | INDIA | WR | 2031 | 0.5 | 0.033 | 13.5422
ELECTRICITY | INDIA | ER | INDIA | SR | 2021 | 0.4 | 0.033 | 6.1185
ELECTRICITY | INDIA | ER | INDIA | SR | 2022 | 0.41 | 0.033 | 6.3139
ELECTRICITY | INDIA | ER | INDIA | SR | 2023 | 0.42 | 0.033 | 6.5094
ELECTRICITY | INDIA | ER | INDIA | SR | 2024 | 0.43 | 0.033 | 6.7049
ELECTRICITY | INDIA | ER | INDIA | SR | 2025 | 0.44 | 0.033 | 6.9003
ELECTRICITY | INDIA | ER | INDIA | SR | 2026 | 0.45 | 0.033 | 7.0958
ELECTRICITY | INDIA | ER | INDIA | SR | 2027 | 0.46 | 0.033 | 7.2912
ELECTRICITY | INDIA | ER | INDIA | SR | 2028 | 0.47 | 0.033 | 7.4867
ELECTRICITY | INDIA | ER | INDIA | SR | 2029 | 0.48 | 0.033 | 7.6822
ELECTRICITY | INDIA | ER | INDIA | SR | 2030 | 0.49 | 0.033 | 7.8776
ELECTRICITY | INDIA | ER | INDIA | SR | 2031 | 0.5 | 0.033 | 8.0731
ELECTRICITY | INDIA | NER | INDIA | ER | 2021 | 0.4 | 0.033 | 15.433
ELECTRICITY | INDIA | NER | INDIA | ER | 2022 | 0.41 | 0.033 | 15.926
ELECTRICITY | INDIA | NER | INDIA | ER | 2023 | 0.42 | 0.033 | 16.419
ELECTRICITY | INDIA | NER | INDIA | ER | 2024 | 0.43 | 0.033 | 16.9121
ELECTRICITY | INDIA | NER | INDIA | ER | 2025 | 0.44 | 0.033 | 17.4051
ELECTRICITY | INDIA | NER | INDIA | ER | 2026 | 0.45 | 0.033 | 17.8981
ELECTRICITY | INDIA | NER | INDIA | ER | 2027 | 0.46 | 0.033 | 18.3911
ELECTRICITY | INDIA | NER | INDIA | ER | 2028 | 0.47 | 0.033 | 18.8842
ELECTRICITY | INDIA | NER | INDIA | ER | 2029 | 0.48 | 0.033 | 19.3772
ELECTRICITY | INDIA | NER | INDIA | ER | 2030 | 0.49 | 0.033 | 19.8702
ELECTRICITY | INDIA | NER | INDIA | ER | 2031 | 0.5 | 0.033 | 20.3633